## Sheet1 (hidden)
EquipCategory | Equipment | Description | Sort field | Manufacturer | Model number | ManufSerialNo. | Room | Location | Planning plant | Superord.Equip.
M | 10000177 | DYNAMIC PASS BOX_ANCILLARY ROOM-2 |  | KLENZAIDS |  | B/0519/029 | GF-73 | PLGF | 1500
M | 10000178 | DYNAMIC PASS BOX_DISPENSING ROOM-1 |  | KLENZAIDS |  | 480/0319 | GF-54 | WHGF | 1500
M | 10000179 | DYNAMIC PASS BOX_DISPENSING ROOM-2 |  | KLENZAIDS |  | 481/0319 | GF-57 | WHGF | 1500
M | 10000180 | DYNAMIC PASS BOX_DISPENSING ROOM-3 |  | KLENZAIDS |  | 482/0319 | GF-58 | PLGF | 1500
M | 10000181 | DYNAMIC PASS BOX_SAMPLING ROOM-1 |  | KLENZAIDS |  | 483/0319 | GF-82 | WHGF | 1500
M | 10000182 | DYNAMIC PASS BOX_SAMPLING ROOM-2 |  | KLENZAIDS |  | 484/0319 | GF-87 | WHGF | 1500
M | 10000183 | DYNAMIC PASS BOX_BINDER PREPARATION ROOM |  | KLENZAIDS |  | 494/0319 | GF-53 | PDFG | 1500
M | 10000184 | DYNAMIC PASS BOX_SOLVENT DISP ROOM |  | KLENZAIDS |  | 495/0319 | GF-77 | WHGF | 1500
M | 10000185 | DYNAMIC PASS BOX_SOLVENT DISP ROOM |  | KLENZAIDS |  | 496/0319 | GF-77 | WHGF | 1500
M | 10000186 | DYNAMIC PASS BOX_CORRIDOR-4 |  | KLENZAIDS |  | 479/0319 | GF-66 | PLGF | 1500
M | 10000187 | DYNAMIC PASS BOX_MICRO |  | KLENZAIDS |  | 497/0319 | FF-52 | QCFF | 1500
M | 10000188 | DYNAMIC PASS BOX_SCRAP STAGING |  | KLENZAIDS |  | B/0519/030 | GF-31 | PDFG | 1500
M | 10000189 | STATIC PASS BOX_SCRAP OUT |  | KLENZAIDS |  | 498/0319 | GF-15 | PDFG | 1500
M | 10000190 | STATIC PASS BOX_MICRO |  | KLENZAIDS |  | 499/0319 | FF-54 | QCFF | 1500
M | 10000191 | STATIC PASS BOX_QC |  | KLENZAIDS |  | 500/0319 | FF-33 | QCFF | 1500
M | 10000192 | BIN WASH STATION_600LTR_WASHING AREA-1 |  | BECTOCHEM LOEDIGE | GMP | 115/201 | GF-40 | PDFG | 1500
M | 10000193 | CIP_BIN WASH STATION_TECHNICAL AREA-1 |  | BECTOCHEM LOEDIGE |  | 0015.07.02.01 | FF-15 | FF02 | 1500 | 10000192
M | 10000194 | ELECTRIC STACKER_RM AND FG STORE ROOM |  | JUNGHEINRICH | EJC112N-G115-360ZT | FN952219 | GF-99 | WHGF | 1500
M | 10000195 | COMPRESSION MACHINE_COMPRESSION AREA-2 |  | KAMBERT | EXPERT-2-DB-18 |  | GF-60 | PLGF | 1500
M | 10000196 | COMPRESSION MACHINE_COMPRESSION AREA-1 |  | ROMACO KILIAN | S370 PRIME | 23 | GF-23 | PDFG | 1500
M | 10000197 | OFCS_DISPENSING ROOM-3 | DISPENSING-3 | KLENZAIDS | OFCS-24 | 469/0319 | GF-58 | WHGF | 1500
M | 10000198 | OFCS_DISPENSING ROOM-2 | DISPENSING-2 | KLENZAIDS | OFCS-24 | 467/0319 | GF-57 | WHGF | 1500
M | 10000199 | OFCS_DISPENSING ROOM-1 | DISPENSING 1 | KLENZAIDS | OFCS-24 | 468/0319 | GF-54 | WHGF | 1500
M | 10000200 | OFCS_SAMPLING ROOM-1 | SAMPLING-1 ROOM | KLENZAIDS | OFCS-24 | 470/0319 | GF-82 | WHGF | 1500
M | 10000201 | OFCS_SAMPLING ROOM-2 | SAMPLING-2 ROOM | KLENZAIDS | OFCS-24 | 471/0319 | GF-87 | WHGF | 1500
M | 10000202 | OFCS_SOLVENT DISPENSING ROOM | SOLVENT DISPENSING | KLENZAIDS | OFCS-16 | 472/0319 | GF-77 | WHGF | 1500
M | 10000203 | HS MIXER GRANULATOR_25LTR_GRANULATION-2 |  | SAINATH | TAP-HSMG-25 | JN/SD/7192 | GF-59 | PLGF | 1500
M | 10000204 | UNIVERSAL BLENDER 30 LTR_GRANULATION-2 |  | TAPASYA | TAP-UB-30 | JN/TD/7198 | GF-59 | PLGF | 1500
M | 10000205 | FLUID BED DRYER_25LTR_GRANULATION-2 |  | TAPASYA | TAP-FBE-25 | JN/TD/7196 | GF-59 | PLGF | 1500
M | 10000206 | CONE MILL_10 LTR_GRANULATION-2 |  | TAPASYA | TAP-TCM-10 | JN/TD/7197 | GF-59 | PLGF | 1500
M | 10000207 | METAL DETECTOR_COMPRESSION AREA-2 |  | TECHNOFOUR ELECTRONICS | METALTRAPSS30PH | SS1318/19 | GF-60 | PLGF | 1500 | 10000195
M | 10000208 | SOLUTION PREP VESSEL_15LTR_GRANULATION-2 |  | TAPASYA | TAP-SPV-15 | JN/TD/7195 | GF-59 | PLGF | 1500
M | 10000209 | TABLET COATING M/C_600MM_COATING AREA-2 |  | GANSONS LIMITED. | GAC-600 | 126 | GF-62 | PLGF | 1500
M | 10000210 | LPD_200KG_CAPSULE FILLING AREA-1 |  | TAPASYA | TAP-LPD-200 | JN/TD/7221 | GF-62 | PDFG | 1500 | 10000245
M | 10000211 | LPD_200KG_COMPRESSION AREA-1 |  | TAPASYA | TAP-LPD-200 | JN/TD/7222 | GF-23 | PDFG | 1500 | 10000196
M | 10000212 | SQUARE BIN_500LTR_BLENDING AREA-1 |  | TAPASYA | TAP-IBC-500 | JN/TD/7336 | GF-25 | PDFG | 1500 | 10000213
M | 10000213 | PILLAR BLENDER_1200LTR_BLENDING AREA-1 |  | TAPASYA | TAP-PB-1200 | JN/TD/7334 | GF-25 | PDFG | 1500
M | 10000214 | HS MIXER GRANULATOR_300LTR_GRANULATION-1 |  | SAINATH | TAP-HSMG-300 | JN/SD/7194 | GF-28 | PDFG | 1500
M | 10000215 | FLUID BED DRYER_300LTR_GRANULATION-1 |  | TAPASYA | TAP-FBE-300 | JN/TD/7200 | GF-28 | PDFG | 1500
M | 10000216 | METAL DETECTOR CUM DEDUSTER_COMP AREA-1 |  | TECHNOFOUR ELECTRONICS | METALTRAP-GX-30 | GX08 DS18-3022/19 | GF-23 | PDFG | 1500 | 10000196
M | 10000217 | SOLUTION PREP VESSEL_50LTR_GRANULATION-1 |  | TAPASYA | TAP-SPV-50 | JN/TD/7199 | GF-53 | PDFG | 1500
M | 10000218 | TABLET COATING M/C_1200MM_COATING AREA-1 |  | GANSONS LIMITED. | GAC1200 EXT | 372 | GF-35 | PDFG | 1500
M | 10000219 | VACUUM CLEANER_GRANULATION-1 |  | RGS VACUUM SOLUTION PVT.LTD. | BAV363X2 | 19-0005-I | GF-28 | PDFG | 1500
M | 10000220 | IBC BIN_50LTR_GRANULATION-1 |  | TAPASYA | TAP-IBC-50 | JN/TD/7217 | GF-28 | PDFG | 1500
M | 10000221 | IBC BIN_50LTR_GRANULATION-1 |  | TAPASYA | TAP-IBC-50 | JN/TD/7218 | GF-28 | PDFG | 1500
M | 10000222 | IBC BIN_50LTR_GRANULATION-1 |  | TAPASYA | TAP-IBC-50 | JN/TD/7219 | GF-28 | PDFG | 1500
M | 10000223 | IBC BIN_50LTR_GRANULATION-1 |  | TAPASYA | TAP-IBC-50 | JN/TD/7220 | GF-28 | PDFG | 1500
M | 10000224 | IBC BIN_100LTR_GRANULATION-1 |  | TAPASYA | TAP-IBC-100 | JN/TD/7212 | GF-28 | PDFG | 1500
M | 10000225 | IBC BIN_100LTR_GRANULATION-1 |  | TAPASYA | TAP-IBC-100 | JN/TD/7213 | GF-28 | PDFG | 1500
M | 10000226 | IBC BIN_100LTR_GRANULATION-1 |  | TAPASYA | TAP-IBC-100 | JN/TD/7214 | GF-28 | PDFG | 1500
M | 10000227 | IBC BIN_100LTR_GRANULATION-1 |  | TAPASYA | TAP-IBC-100 | JN/TD/7215 | GF-28 | PDFG | 1500
M | 10000228 | IBC BIN_200LTR_GRANULATION-1 |  | TAPASYA | TAP-IBC-200 | JN/TD/7207 | GF-28 | PDFG | 1500
M | 10000229 | IBC BIN_200LTR_GRANULATION-1 |  | TAPASYA | TAP-IBC-200 | JN/TD/7208 | GF-28 | PDFG | 1500
M | 10000230 | IBC BIN_200LTR_GRANULATION-1 |  | TAPASYA | TAP-IBC-200 | JN/TD/7209 | GF-28 | PDFG | 1500
M | 10000231 | IBC BIN_200LTR_GRANULATION-1 |  | TAPASYA | TAP-IBC-200 | JN/TD/7210 | GF-28 | PDFG | 1500
M | 10000232 | IBC BIN_200LTR_GRANULATION-1 |  | TAPASYA | TAP-IBC-200 | JN/TD/7206 | GF-28 | PDFG | 1500
M | 10000233 | PERISTALTIC PUMP_RMG300LTR_GRANULATION-1 |  | ELECTROLAB | PP401FLP | 1903145 | GF-28 | PDFG | 1500 | 10000214
M | 10000234 | VIBRO SIFTER_12INCH_GRANULATION-2 |  | SAINATH | TAP-VS-12 | JN/SD/7191 | GF-59 | PLGF | 1500
M | 10000235 | TAB AND CAPS INSPECTION M/C_INSPECTION |  | ACCURA PHARMAQUIP PVT. LTD |  | TCI/319/2018 | GF-42 | PDFG | 1500
M | 10000236 | TAB AND CAPS INSPECTION M/C_INSPECTION |  | ACCURA PHARMAQUIP PVT. LTD |  | TCI/320/2018 | GF-42 | PDFG | 1500
M | 10000240 | IND SEAL MACHINE_BOTTLE FILL SEAL AREA |  | NKP | FC-1950 | FC-101/21/18-19 | GF-49 | PDFG | 1500
M | 10000244 | METAL DETECTOR_CAPSULE FILLING AREA-1 |  | TECHNOFOUR ELECTRONICS | METALTRAP03 | V9-102/18 | GF-22 | PDFG | 1500 | 10000245
M | 10000245 | CAPSULE FILLING M/C_CAPS FILL AREA-1 |  | ACG PHARMA | ZRO90T |  | GF-22 | PDFG | 1500
M | 10000246 | DEDUST & POLISHING M/C_CAPS FILL AREA-1 |  | ACG PHARMA | DP100 | DP-2507 | GF-22 | PDFG | 1500 | 10000245
M | 10000247 | CAPSULE SORTING M/C_CAPS FILL AREA-1 |  | ACG PHARMA | MCS 100 | MCS-845 | GF-22 | PDFG | 1500 | 10000245
M | 10000248 | EMPTY CAPSULE SORTER_CAPS FILL AREA-1 |  | ACG PHARMA | ECS100 | ESC-1903 | GF-22 | PDFG | 1500 | 10000245
M | 10000249 | DEDUSTING BOOTH_DEDUSTING ROOM |  | KLENZAIDS |  | 501/0319 | GF-91 | WHGF | 1500
M | 10000250 | BLISTER PACKAGING M/C_SS BLISTER PACK |  | ACG ENGINEERING | MINIBLIS | MN630001515-10 | GF-57 | PLGF | 1500
M | 10000251 | BMS SYSTEM_TECHNICAL AREA-1 |  | TREND | 0 |  | FF-15 | FF01 | 1500
M | 10000252 | BLISTER PACK M/C_BLISTER FILLING AREA |  | JINZHOU WONDER PACKING | eB350 | 1630174 | GF-50 | PDFG | 1500
M | 10000253 | CARTONING MACHINE_PACKING AREA |  | JINZHOU WONDER PACKING | EC250 | 1640130 | GF-52 | PDFG | 1500
M | 10000255 | IBC BIN_50LTR_GRANULATION-1 |  | TAPASYA | TAP-IBC-50 | JN/TD/7216 | GF-28 | PDFG | 1500
M | 10000256 | IBC BIN_100LTR_GRANULATION-1 |  | TAPASYA | TAP-IBC-100 | NA | GF-28 | PDFG | 1500
M | 10000257 | IR DRYER_CLEANED EQUIP. STORAGE AREA-1 |  | IDEAL TECHNOLOGIES | ITD400 | ITD400/03 | GF-38 | PDFG | 1500
M | 10000258 | IR DRYER_CLEANED EQUIP. STORAGE AREA-1 |  | IDEAL TECHNOLOGIES | UTD1000 | UTD-1000-01 | GF-38 | PDFG | 1500
M | 10000259 | IR DRYER_CLEANED EQUIP.STORAGE AREA-2 |  | IDEAL TECHNOLOGIES | UTD 650 | UTD 650/02 | GF-70 | PLGF | 1500
M | 10000260 | SOLUTION HOLDING TANK_COATING AREA-1 |  | GANSONS LIMITED. | GAC-1200 EXT | 372 | GF-34 | PDFG | 1500 | 10000218
M | 10000261 | SOLUTION HOLDING TANK_COATING AREA-2 |  | GANSONS LIMITED. | GAC-600 | 126 | GF-62 | PLGF | 1500 | 10000209
M | 10000262 | DEBLISTERING MACHINE_BLISTER FILL AREA |  | ACCURA PHARMAQUIP PVT. LTD |  | AP/DBM/117/2019 | GF-50 | PDFG | 1500
M | 10000263 | PERISTALTIC PUMP_RMG25LTR_GRANULATION-2 |  | ELECTROLAB | PP-301FLP | 1903146 | GF-59 | PLGF | 1500 | 10000203
M | 10000264 | VIBRO SIFTER_30INCH_GRANULATION-1 |  | SAINATH | TAP-VS-30 | JN/SD/7193 | GF-28 | PDFG | 1500
M | 10000265 | DUST EXTRACTOR_COMPRESSION AREA-1 |  | RGS VACUUM SOLUTION PVT.LTD. | BAV363X2 | 19-0005-1 | GF-23 | PDFG | 1500 | 10000196
M | 10000266 | DIA TABLE EXCHANGER_COMPRESSION AREA-1 |  | ROMACO KILIAN | MTS 250 | P891047-1018-08 | GF-23 | PDFG | 1500 | 10000196
M | 10000267 | SORTER ELEVATOR_CAPSULE FILLING AREA-1 |  | ACG PHARMA | SE100 | SE-1092 | GF-22 | PDFG | 1500 | 10000245
M | 10000268 | CHECKWEIGHER_CAPSULE FILLING AREA-1 |  | ACG PHARMA |  | CW-450 | GF-22 | PDFG | 1500 | 10000245
M | 10000269 | ADU_CAPSULE FILLING AREA-1 |  | ACG PHARMA | ADU2826 |  | GF-22 | PDFG | 1500 | 10000245
M | 10000270 | CADU_CAPSULE FILLING AREA-1 |  | ACG PHARMA | CADU1634 |  | GF-22 | PDFG | 1500 | 10000245
M | 10000271 | PALLET TROLLY_PRODUCTION |  | AVCON SYSTEMS | SS HPT AV 2.5 | 2019205027 |  | PDFG | 1500
M | 10000272 | WIP SYSTEM_BLENDING AREA-1 |  | TAPASYA |  |  | GF-25 | PDFG | 1500 | 10000213
M | 10000273 | PALLET TROLLY_PRODUCTION |  | AVCON SYSTEMS | SS HPT AV 2.5 | 2019205028 |  | PDFG | 1500
M | 10000276 | SQUARE BIN_1200LTR_BLENDING AREA-1 |  | TAPASYA | TAB-IBC-1200 | JN/TD/7335 | GF-25 | PLGF | 1500
M | 10000277 | Unused Code |  |  |  | B922727688 |  |  | 1500
M | 10000279 | LEAK TEST APPARATUS_IPQC AREA-1 |  | ELECTROLAB | ELT-201P | 1905026 | GF-36 | PDFG | 1500
M | 10000280 | LEAK TEST APPARATUS_IPQC AREA-2 |  | ELECTROLAB | ELT-201P | 1905037 | GF-61 | PLGF | 1500
M | 10000283 | SQUARE BIN_15LTR_GRANULATION-2 |  | TAPASYA |  |  | GF-59 | PLGF | 1500 | 10000204
M | 10000284 | SQUARE BIN_30LTR_GRANULATION-2 |  | TAPASYA |  |  | GF-59 | PLGF | 1500 | 10000204
M | 10000285 | CONE MILL_250LTR_GRANULATION-1 |  | TAPASYA | TAP-TCM-250 | JN/TD/7202 | GF-28 | PDFG | 1500 | 10000288
M | 10000286 | unused code | [6 empty] | 1500
M | 10000287 | CYCLONE SEPARATOR_TECHNICAL AREA-1 |  | TAPASYA |  |  | FF-15 | PDFG | 1500 | 10000214
M | 10000288 | PTS_500KG_GRANULATION-1 |  | TAPASYA | TAP-PTS-500 |  | GF-28 | PDFG | 1500
M | 10000289 | TABLET TESTER_IPQC AREA-1 |  | ELECTROLAB | EHT-5PR | 1904201 | GF-36 | PDFG | 1500
M | 10000290 | HALOGEN MOISTURE ANALYZER_IPQC AREA-1 |  | METTLER TOLEDO | HS153 | B921704104 | GF-36 | PDFG | 1500
M | 10000291 | FRIABILITY APPARATUS_IPQC AREA-1 |  | ELECTROLAB | EF-2W | 1905012 | GF-36 | PDFG | 1500
M | 10000292 | DISINTEGRATION TESTER_IPQC AREA-1 |  | ELECTROLAB | EDI-2SA | 1905005 | GF-36 | PDFG | 1500
M | 10000293 | WEIGHING BALANCE_220 GM_IPQC AREA-1 |  | METTLER TOLEDO | XS205DU | B922727691 | GF-36 | PDFG | 1500
M | 10000294 | TABLET TESTER_IPQC AREA-2 |  | ELECTROLAB | EHT-5PR | 1904200 | GF-61 | PLGF | 1500
M | 10000295 | HALOGEN MOISTURE ANALYZER_IPQC AREA-2 |  | METTLER TOLEDO | HS153 | B921704105 | GF-61 | PLGF | 1500
M | 10000296 | FRIABILITY APPARATUS_IPQC AREA-2 |  | ELECTROLAB | EF-2W | 1905014 | GF-61 | PLGF | 1500
M | 10000297 | DISINTEGRATION TESTER_IPQC AREA-2 |  | ELECTROLAB | EDI-2SA | 1904181 | GF-61 | PLGF | 1500
M | 10000298 | WEIGHING BALANCE_220GM_IPQC AREA-2 |  | METTLER TOLEDO | XS205DU | B922727693 | GF-61 | PLGF | 1500
M | 10000301 | TOOL POLISH M/C_COMPRESSION AREA-1 |  | PARLE ELIZABETH TOOLS PVT.LTD. | TPECO | U1119043 |  | PDFG | 1500
M | 10000303 | DOCK LEVELLER_SPM+PPM RECEIPT BAY |  | JOSTS ENGINEERING COMPANY LIM | DL-10 | DL-962 | GF-95 | WHGF | 1500
M | 10000304 | DOCK LEVELLER_FG DISPATCH BAY |  | JOSTS ENGINEERING COMPANY LIM | DL-10 | DL-960 | GF-95 | WHGF | 1500
M | 10000305 | DOCK LEVELLER_RM RECEIPT BAY |  | JOSTS ENGINEERING COMPANY LIM | DL-10 | DL-959 | GF-92 | WHGF | 1500
M | 10000306 | RAPID SHUTTER DOOR_DEDUSTING ROOM |  | GANDHI AUTOMATIONS PVT.LTD | PRIME | 12-2018-37639 | GF-91 | WHGF | 1500
M | 10000307 | RAPID SHUTTER DOOR_RM RECEIPT BAY |  | GANDHI AUTOMATIONS PVT.LTD | PRIME | 12-2018-37640 | GF-92 | WHGF | 1500
M | 10000308 | RAPID SHUTTER DOOR_DEDUSTING ROOM |  | GANDHI AUTOMATIONS PVT.LTD | PRIME | 12-2018-37641 | GF-91 | WHGF | 1500
M | 10000309 | RAPID SHUTTER DOOR_FG DISPATCH BAY |  | GANDHI AUTOMATIONS PVT.LTD | PRIME | 12-2018-37642 | GF-95 | WHGF | 1500
M | 10000310 | RAPID SHUTTER DOOR_SPM+PPM RECEIPT BAY |  | GANDHI AUTOMATIONS PVT.LTD | PRIME | 12-2018-37643 | GF-95 | WHGF | 1500
M | 10000311 | RAPID SHUTTER DOOR_RM AND FG STORE ROOM |  | GANDHI AUTOMATIONS PVT.LTD | PRIME | 12-2018-37644 | GF-99 | WHGF | 1500
M | 10000312 | RAPID SHUTTER DOOR_RM AND FG STORE ROOM |  | GANDHI AUTOMATIONS PVT.LTD | PRIME | 12-2018-37645 | GF-99 | WHGF | 1500
M | 10000313 | AL ROLLING SHUTTER_SPM+PPM RECEIPT BAY |  | GANDHI AUTOMATIONS PVT.LTD |  | 12-2018-37648 | GF-95 | WHGF | 1500
M | 10000314 | AL ROLLING SHUTTER_FG DISPATCH BAY |  | GANDHI AUTOMATIONS PVT.LTD |  | 12-2018-37649 | GF-95 | WHGF | 1500
M | 10000315 | AL ROLLING SHUTTER_RM RECEIPT BAY |  | GANDHI AUTOMATIONS PVT.LTD |  | 12-2018-37650 | GF-92 | WHGF | 1500
M | 10000316 | VACUUM CLEANER_WAREHOUSE |  | RGS VACUUM SOLUTION PVT.LTD. | WIND 21 X | 2.0161E+11 | GF-95 | WHGF | 1500
M | 10000317 | FOGGER_PRODUCTION |  | DFACT SOLUTION PVT. LTD. | MICROFOG AU 5 |  |  | PDFG | 1500
M | 10000318 | HYD.PALLET TROLLY_PRODUCTION |  | S.P. PRODUCTS |  |  |  | PDFG | 1500
M | 10000319 | HYD.PALLET TROLLY_PRODUCTION |  | S.P. PRODUCTS |  |  |  | PDFG | 1500
M | 10000320 | HYD.PALLET TROLLY_PRODUCTION |  | S.P. PRODUCTS |  |  |  | PDFG | 1500
M | 10000321 | HYD.PALLET TROLLY_PRODUCTION |  | S.P. PRODUCTS |  |  |  | PDFG | 1500
M | 10000322 | HYD.PALLET TROLLY_PRODUCTION |  | S.P. PRODUCTS |  |  |  | PDFG | 1500
M | 10000323 | PORTABLE CHILLER_5TR_TECHNICAL AREA-1 |  | UTYLITY CONTRACTOR |  |  | FF-15 | FF01 | 1500 | 10000252
M | 10000324 | OVERHEAD MINI STIRRER_GRANULATION-2 |  | REMI ELEKTROTECHNIK LTD. | RQ5 PLUS | ZGAL-02938 | GF-59 | PLGF | 1500
M | 10000325 | BARCODE SCANNER_WAREHOUSE |  | POINTMOBILE | PM80 | 1900910607 | GF-93 | WHGF | 1500
M | 10000326 | BARCODE SCANNER_WAREHOUSE |  | POINTMOBILE | PM80 | 1900810436 | GF-94 | WHGF | 1500
M | 10000327 | BARCODE SCANNER_WAREHOUSE |  | POINTMOBILE | PM80 | 1900910600 | GF-95 | WHGF | 1500
M | 10000328 | BARCODE SCANNER_PRODUCTION |  | POINTMOBILE | PM80 | 1900810391 |  | PDFG | 1500
M | 10000329 | BARCODE SCANNER_PRODUCTION |  | POINTMOBILE | PM80 | 1900810436 |  | PDFG | 1500
M | 10000330 | SIEVE INSPECTION KIT_GRANULATION-1 |  | SIEVE LAB |  |  |  | PDFG | 1500
M | 10000331 | UNUSED CODE | FOR ACROSS PAN | SENSOCON | 212-Z200M-2 | Y1901276 | GF-62 | GF00 | 1500 | 10000209
M | 10000332 | AIR CURTAIN_SOLVENT DISPENSING ROOM | SOLVENT ENTRY AIRLOCK | KLINOTECH SYSTEM INDIA |  |  | GF-75 | WHGF | 1500
M | 10000333 | AIR CURTAIN_SPM+PPM RECEIPT BAY | SPM + PPM RECEIPT BAY | KLINOTECH SYSTEM INDIA |  |  | GF-95 | WHGF | 1500
M | 10000334 | AIR CURTAIN_FG DISPATCH BAY | FG DISPATCH BAY | KLINOTECH SYSTEM INDIA |  |  | GF-96 | WHGF | 1500
M | 10000335 | AIR CURTAIN_RM RECEIPT BAY |  | KLINOTECH SYSTEM INDIA |  |  | GF-96 | WHGF | 1500
M | 10000336 | AIR CURTAIN_TECHNICAL AREA-1 |  | KLINOTECH SYSTEM INDIA |  |  | FF-15 | FF01 | 1500
M | 10000337 | AIR CURTAIN_TECHNICAL AREA-1 |  | KLINOTECH SYSTEM INDIA |  |  | FF-15 | FF01 | 1500
M | 10000338 | AIR CURTAIN_OPEN PANTRY AREA | OFFICE ENTRY | KLINOTECH SYSTEM INDIA |  |  | FF-01 | FF01 | 1500
M | 10000339 | AIR CURTAIN_MAIN ENTRANCE LOBBY |  | KLINOTECH SYSTEM INDIA |  |  | GF-01 | UTPS | 1500
M | 10000342 | PERISTALTIC PUMP _60LPM_GRANULATION-1 |  | ELECTROLAB | EPP 602 | 1909050 | GF-28 | PDFG | 1500 | 10000214
M | 10000343 | FLOOR CLEANING MACHINE_WAREHOUSE |  | ROOTS MULTICLEAN LTD. | E4545 | 553510056071 |  | WHGF | 1500
M | 10000344 | INKJET PRINTER_200 B/M_BLISTER FILL AREA |  | WOLKE INKS & PRINTERS | M610 TOUCH | 200582024BL | GF-50 | PDFG | 1500 | 10000252
M | 10000346 | SORTER ELEVATOR_FCE200_CAPSULE FILL AREA |  | ACG PAM PHARMA | FCE 200 |  | GF-22 | PDFG | 1500 | 10000245
M | 10000347 | EQUIPMENT CALENING M/C_WASH AREA-1 |  | KARCHER |  | HD 7/10 | GF-40 | PDFG | 1500
M | 10000348 | Camera system_Blister Filling area |  | Jeckson | BIS High resolution | 22115098 | GF-50 | PDFG | 1500 | 10000252
M | 10000353 | ELECTROMAGNETIC SIEVE SHAKER_IPQC-2 |  | ELECTROLAB | EMS-8 | 2010059 | GF-61 | PLGF | 1500
M | 10000354 | TRACK AND TRACE SYSTEM_PACKING AREA |  | Sundaram Technologies | STO-250 | 273 | GF-52 | PACK | 1500
M | 10000355 | LABEL APPLICATOR_REPLACED 10000365 |  | SUNDARAM TECHNOLOGIES | 240LB |  | GF-52 | PACK | 1500
M | 10000356 | SHRINK WRAPPING MACHINE_PACKING AREA |  | SUNSHINE TECHNOLOGIES | SST450 B | 20202610 | GF-52 | PACK | 1500
M | 10000359 | TAP DENSITY TESTER_IPQC AREA-2 |  | ELECTROLAB | ETD-1020X | 2011086 | GF-61 | PLGF | 1500
M | 10000360 | EQUIPMENT CLEANING M/C_WASH AREA-1 |  | KARCHER CLEANING SYSTEM | HDS-E 8/16-4 M | 30558 | GF-40 | PDFG | 1500
M | 10000365 | LABEL APPLICATOR_PACKING AREA |  | SUNDARAM TECHNOLOGIES | 240LB | 273 | GF-52 | PACK | 1500 | 10000253
M | 10000372 | VACCUM CLEANER_33 LTR_CAPS FILL AREA-1 |  | ROOTS MULTICLEAN | SOTOP515NX |  | GF-22 | PDFG | 1500
M | 10000373 | SOLUTION PREP VESSEL_200LTR_COAT AREA-1 |  | Pharmatech Equipments | GMP | 495 | GF-34 | PDFG | 1500
M | 10000374 | MOBILE TYPE STIRRER_COATING AREA-1 |  | Pharmatech Equipments | GMP | 496 | GF-34 | PDFG | 1500
M | 10000376 | SACHET FILLING M/C_140S/M_SACH FILL AREA |  | ACMA VOLPAK | SL-110-SL2 | 13.81.051 | GF-51 | PDFG | 1500
M | 10000377 | STICKER LABLING M/C WITH CONVEYOR_250CPM |  | MAHARSHI UDYOG | HLC-250 | 21063 | FG-52 | PACK | 1500
M | 10000378 | STRIP PACKING M/C_4500TAB/M_SACH FILL A. |  | SATELLITE ENGINEERS | SE-1305 | 1305 | GF-51 | PDFG | 1500
M | 10000379 | WRONG INSTRUMENT ID CREATED | [6 empty] | 1500
M | 10000380 | TWIN SCREW VOLUMETRIC FEEDER_COMP.AREA-1 | COMPRESSION AREA-1 | Coperion k-tron | K-MV-KT20 | 2110319/ M-146770 | GF-23 | PDFG | 1500 | 10000196
M | 10000381 | THERMAL INKJET PRINTER_SACHET FILL AREA |  | Control Print Limited | TIJ-TAPTI | 30270053610078 | GF-51 | PDFG | 1500 | 10000376
M | 10000390 | BAND SEALER MACHINE_PRODUCTION AREA |  | PACK LIFT | CCSI-30V |  |  | PDFG | 1500
M | 10000392 | PERISTALTIC PUMP_10L/M_GRANULATION-01 | PERISTALTIC PUMP | FLOW TECH | FP-04 | FP-220225-04 | GF-28 | PDFG | 1500
M | 10000402 | VIBRO SHIFTER 30"_250 KG/H_GRANULATION-1 |  | SWECO | PS30S106WC | 092-30-22 | GF-28 | PDFG | 1500
M | 10000403 | ROLL COMPACTOR_200KG/H_DRY GRANULATION |  | PARLE FREUND | TF-208P | 208P2210002 | GF-26 | PDFG | 1500
M | 10000404 | VIBROTORY SHIFTER_200 KG/H_D GRANULATION |  | PARLE GLOBEL | VSFT 30” | 830 | GF-26 | PDFG | 1500
M | 10000405 | PTS_200 KG/H_DRY GRANULATION |  | PARLE GLOBAL |  |  | GF-26 | PDFG | 1500
M | 10000406 | PTS_150 KG/H_SACHET FILLING AREA |  | RGS VACUUM SOLUTIONS PVT. LTD |  | 22-1302-0001-I; 21-1302 | GF-51 | PDFG | 1500
M | 10000441 | DUST COLLECTOR_1020CMH_GRANULATION-1 | DRY GRANULATION | PILANI ENVIROTECH |  | DC 04 | FF-15 | FF01 | 1500
M | 10000443 | OVERHEAD STIRRER_GRANULATION-1 |  | MSM PROCESS SOLUTION PVT.LTD. | GMP Model |  | GF-28 | PDFG | 1500
M | 10000444 | DYNAMIC PASSBOX_SACHET FILLING AREA | SACHET FILLING AREA TO PACKING | FABSAFE TECHNOLOGIES PVT LTD | FTIL-BGPL-DPB-960X90 | 01/05/22 | GF-51 | PDFG | 1500
M | 10000445 | SQUARE BIN_150 L_BLENDING AREA-1 | SQUARE BLENDER BIN | M G PHARMATECH | Square Bin-MGP-IBC-1 |  | GF-25 | PDFG | 1500 | 10000213
M | 10000449 | HSG WITH WET MILL_1200L_GRANULATION-5 | HIGH SHEAR GRAN WITH WET MILL | Glatt system Pvt.Ltd. | HSG PRO 1200 | PN19605 | GF-126 | PDFG | 1500
M | 10000450 | FLUID BED PROCESSOR_1200L_GRANULATION-5 | FLUID BED PROCESSOR | Glatt system Pvt.Ltd. | GFB PRO 300 | PN19605 | GF-126 | PDFG | 1500
M | 10000451 | SILO_1200L_GRANULATION-5 | SILO | Glatt system Pvt.Ltd. |  | PN19607 | GF-126 | PDFG | 1500
M | 10000452 | DRY MILL_GRANULATION-5 | DRY MILL | Glatt system Pvt.Ltd. | GSFI PRO 300 | PN19608 | GF-126 | PDFG | 1500
M | 10000453 | HSG WITH WET MILL_800L_GRANULATION-4 | HSG WITH WET MILL | Glatt system Pvt.Ltd. | HSG PRO 800 | PN19601 | GF-156 | PDFG | 1500
M | 10000454 | FLUID BED PROCESSOR_800l_GRANULATION-4 | FLUID BED PROCESSOR 800 L | Glatt System Pvt Ltd. | GFB PRO 200 | PN19603 |  | PDFG | 1500
M | 10000455 | SILO_800L_GRANULATION-4 | SILO_800L_GRANULATION-4 | Glatt system Pvt.Ltd. |  |  | GF-156 | PDFG | 1500
M | 10000456 | DRY MILL_GRANULATION-4 | DRY MILL 800L | Glatt system Pvt.Ltd. | GSFI PRO 180 | PN19604 | GF-156 | PDFG | 1500
M | 10000457 | TABLET AUTO COATER_700L_COATING AREA-3 | TABLET AUTO COATER-3 | Glatt system Pvt.Ltd. | GCSi 700 | PN19609 | GF-142 | PDFG | 1500
M | 10000458 | TABLET AUTO COATER_700L_COATING AREA-4 | TABLET AUTO COATER-4 | Glatt system Pvt.Ltd. | GCSi 700 | PN19610 | GF-143 | PDFG | 1500
M | 10000459 | BIN WASHING STATION_WASH AREA-3 |  | ACG Pharma Technologies | Conserve 360 | B006W | GF-137 | WASH | 1500
M | 10000460 | BIN WASHING STATION_WASH AREA-3 |  | ACG Pharma Technologies | Conserve 360 | B007W | GF-137 | WASH | 1500
M | 10000479 | OCTAGONAL BLENDER_4500L_BLENDING AREA-2 |  | Crystal Automation Pvt. Ltd |  | CAPL/1392/OCB/02 | GF-128 | PDFG | 1500
M | 10000480 | PTS_3000KG/HR_BLENDING AREA-2 |  | Crystal Automation Pvt. Ltd |  |  | GF-128 | PDFG | 1500
M | 10000487 | VACUUM TRAY DRYER_96 TRAY_VTD ROOM | VACUUM TRAY DRYER ROOM | M/s. Mark Maker Pharma Engg. | MMPEVTD96 | 14122230 | GF-147 | PDFG | 1500
M | 10000488 | UNUSED CODE | [6 empty] | 1500
I | 20001086 | PRESSURE GAUGE_PARTICLE SIZE ANALYZER_QC | ON PARTICAL SIZE ANALYZER | Jun-Air |  |  |  | INSR | 1500 | 40000149
I | 20001087 | PRESSURE GAUGE_PARTICLE SIZE ANALYZER_QC | ON PARTICAL SIZE ANALYZER | Jun-Air |  |  |  | INSR | 1500 | 40000149
I | 20001282 | PG_BOILER_MAIN BOILER PRESSURE | MAIN BOILER PRESSURE | FORBES MARSHALL |  | 4H17021954 | GF-20 | UTY0 | 1500 | 30000440
I | 20001283 | PG_BOILER_OIL PRESSURE | OIL PRESSURE | FORBES MARSHALL |  | 4H18032420 | GF-20 | UTY0 | 1500 | 30000440
I | 20001284 | PG_BOILER_FEED WATER PRESSURE | FEED WATER PRESSURE | FORBES MARSHALL |  | 4H17085058 | GF-20 | UTY0 | 1500 | 30000440
I | 20001285 | PG_BOILER_FEED WATER PRESSURE | FEED WATER PRESSURE | FORBES MARSHALL |  | 4H17085062 | GF-20 | UTY0 | 1500 | 30000440
I | 20001286 | PG_BOILER_INLET PRESSURE PRS STATION | INLET PRESSURE PRS STATION | FORBES MARSHALL |  | 4H18075196 | GF-20 | UTY0 | 1500 | 30000440
I | 20001287 | PG_BOILER_OUTLET PRESSURE PRS STATION | OUTLET PRSSURE PRS STATION | FORBES MARSHALL |  | 4H18059625 | GF-20 | UTY0 | 1500 | 30000440
I | 20001288 | PG_BOILER_CONDENSATE RECOVERY OUTLET | CONDENSATE RECOVERY OUTLET | FORBES MARSHALL |  | 4H18040260 | GF-20 | UTY0 | 1500 | 30000440
I | 20001289 | PG_BOILER_CONDENSATE RECOVERY LINE | ON CONDENSET RECOVERY LINE | FORBES MARSHALL |  | 4H18059777 | GF-20 | UTY0 | 1500 | 30000440
I | 20001290 | PG_BOILER_CONDENSATE RECOVERY LINE | ON CONDENSET RECOVERY INLET | FORBES MARSHALL |  | 4H184452 | GF-20 | UTY0 | 1500 | 30000440
I | 20001291 | BR/CV01_ON PRS STATION |  | FORBES MARSHAL | GLOBE 2 WAY | 1100-PS1 |  | UTY0 | 1500
I | 20001292 | PS_BOILER_BOILER PRESSURE | BOILER PRESSURE | FORBES MARSHALL | WP |  | GF-20 | UTY0 | 1500 | 30000440
I | 20001293 | PS_BOILER_BOILER PRESSURE | BOILER PRESSURE | FORBES MARSHALL | WP |  | GF-20 | UTY0 | 1500 | 30000440
I | 20001294 | TG_BOILER_OIL TEMPERATURE | OIL TEMPERATURE | THERMAL INST. |  | A.310 | GF-20 | UTY0 | 1500 | 30000440
I | 20001295 | TS_BOILER_STACK TEMPERATURE | STACK TEMPERATURE | RADIX |  | 18101555 | GF-20 | UTY0 | 1500 | 30000440
I | 20001296 | TS_BOILER_OIL TEMP NEAR HEATER | OIL TEMPERATURE NEAR HEATER | RADIX |  | 18101550 | GF-20 | UTY0 | 1500 | 30000440
I | 20001297 | TC_BOILER_ON PANEL | ON PANEL | SELEC | TC513 | 1810T10-2231 | GF-20 | UTY0 | 1500 | 30000440
I | 20001298 | TC_BOILER_ON PANEL | ON PANEL | SELEC | TC513 | 1810T10-2173 | GF-20 | UTY0 | 1500 | 30000440
I | 20001299 | SV_BOILER_DRUM PRESSURE | DRUM PRESSURE | FORBES MARSHALL | SRV1.300.1DA2.I.12 | ADJ18008 | GF-20 | UTY0 | 1500 | 30000440
I | 20001300 | SV_BOILER_DRUM PRESSURE | DRUM PRESSURE | FORBES MARSHALL | SRV1.300.1DA2.I.12 | ADJ18009 | GF-20 | UTY0 | 1500 | 30000440
I | 20001301 | SV_BOILER_PRS STATION | PRS STATION | FORBES MARSHALL | SRV1.300.4LA6.I.12 | ADM18072 | GF-20 | UTY0 | 1500 | 30000440
I | 20001302 | PG_CHILLER_CONDENSATE INLET LINE | CONDENSER INLET LINE | BAUMER |  |  | GF-20 | UTY0 | 1500 | 30000443
I | 20001303 | PG_CHILLER_CONDENSATE OUTLET LINE | CONDENSER OUTLET LINE | BAUMER |  |  | GF-20 | UTY0 | 1500 | 30000443
I | 20001304 | PG_CHILLER_EVAPORATOR INLET LINE | EVAPORATOR INLET LINE | BAUMER |  |  | GF-20 | UTY0 | 1500 | 30000443
I | 20001305 | PG_CHILLER_EVAPORATOR OUTLET LINE | EVAPORATOR OUTLET LINE | BAUMER |  |  | GF-20 | UTY0 | 1500 | 30000443
I | 20001306 | TG_CHILLER_CONDENSATE IN | CONDENSER IN | BAUMER |  | K394-59-04286 | GF-20 | UTY0 | 1500 | 30000443
I | 20001307 | TG_CHILLER_CONDENSATE OUT | CONDENSER OUT | BAUMER |  | K394-59-04274 | GF-20 | UTY0 | 1500 | 30000443
I | 20001308 | TG_CHILLER_EVAPORATOR IN | EVAPORATOR IN | BAUMER |  | K394-59-04278 | GF-20 | UTY0 | 1500 | 30000443
I | 20001309 | TG_CHILLER_EVAPORATOR OUT | EVAPORATOR OUT | BAUMER |  | K394-59-04284 | GF-20 | UTY0 | 1500 | 30000443
I | 20001310 | TS_CHILLER_EVAPORATOR WATER OUT | EVAPORATOR WATER OUT | DIKIN |  |  | GF-20 | UTY0 | 1500 | 30000443
I | 20001311 | TS_CHILLER_EVAPORATOR WATER IN | EVAPORATOR WATER IN | DIKIN |  |  | GF-20 | UTY0 | 1500 | 30000443
I | 20001312 | TS_CHILLER_CONDENSER WATER OUT | CONDENSER WATER OUT | DIKIN |  |  | GF-20 | UTY0 | 1500 | 30000443
I | 20001313 | TS_CHILLER_CONDENSER WATER IN | CONDENSER WATER IN | DIKIN |  |  | GF-20 | UTY0 | 1500 | 30000443
I | 20001314 | TS_CHILLER_DISCHARGE LINE | DISCHARGE LINE | DIKIN |  |  | GF-20 | UTY0 | 1500 | 30000443
I | 20001315 | TS_CHILLER_MOTOR TEMP COMP DISCH SIDE | MOTOR TEMP.COMP.DISCH. SIDE | DIKIN |  |  | GF-20 | UTY0 | 1500 | 30000443
I | 20001316 | PT_CHILLER_EVAPORATOR TOP | TOP OF THE EVAPORATOR | DIKIN |  |  | GF-20 | UTY0 | 1500 | 30000443
I | 20001317 | PT_CHILLER_CONDENSER TOP | TOP OF THE CONDENSER | DIKIN |  |  | GF-20 | UTY0 | 1500 | 30000443
I | 20001318 | PT_CHILLER_OIL SUPPLY LINE | OIL SUPPLY LINE | DIKIN |  |  | GF-20 | UTY0 | 1500 | 30000443
I | 20001319 | TS_CHILLER_CHILLED WATER SUPPLY | CHILLER CHWS | OMICRON |  |  | GF-20 | UTY0 | 1500 | 30000443
I | 20001320 | TS_CHILLER_CHILLED WATER RETURN | CHILLER CHWR | OMICRON |  |  | GF-20 | UTY0 | 1500 | 30000443
I | 20001321 | PG_HWS_STEAM INLET | HOT WATER STEAM INLET | BAUMER | NA | K2421.59-04123 | GF-20 | UTY0 | 1500 | 30000445
I | 20001322 | PG_HWS_STEAM INLET | HOT WATER STEAM LINE INLET | BAUMER | NA | K2421.59-04128 | GF-20 | UTY0 | 1500 | 30000445
I | 20001323 | PG_HWS_HW PUMP OUTLET | HOT WATER PUMP OUTLET | BAUMER | NA | K2421.59-04139 | GF-20 | UTY0 | 1500 | 30000445
I | 20001324 | TS_HWS_HW SUPPLY LINE | HOT WATER SUPPLY LINE | NIPPON |  | 111018236 | GF-20 | UTY0 | 1500 | 30000445
I | 20001325 | DF_TC_HWS_ON PANEL STEAM TEMP | ON PANEL STEAM TEMP. | I-THERM | NX 483 | NA | GF-20 | UTY0 | 1500 | 30000445
I | 20001326 | CV_HWS_STEAM OUTLET | STEAM OUTLET | UNIFLOW | RC-21 | UN-7341 | GF-20 | UTY0 | 1500 | 30000445
I | 20001327 | TG_HWS_HOT WATER OUTELT | HOT WATER OUTLET | BAUMER |  | K394-59-04272 | GF-20 | UTY0 | 1500 | 30000445
I | 20001328 | PG_HWS_HOT WATER OUTELT | HOT WATER OUTLET | BAUMER |  |  | GF-20 | UTY0 | 1500 | 30000445
I | 20001329 | TS_HWS_HOT WATER SUPPLY | HOT WATER SYSTEM HWS | OMICRON |  |  | GF-20 | UTY0 | 1500 | 30000445
I | 20001330 | TS_HWS_HOT WATER RETURN | HOT WATER SYSTEM HWR | OMICRON |  |  | GF-20 | UTY0 | 1500 | 30000445
I | 20001331 | PG_CHWS PUMP-1_PUMP OUTLET | CHILLED WATER PUMP OUT LET | BAUMER |  |  | GF-20 | UTY0 | 1500 | 30000504
I | 20001332 | PG_CHWS PUMP-2_PUMP OUTLET | CHILLED WATER PUMP OUTLET | BAUMER |  |  | GF-20 | UTY0 | 1500 | 30000505
I | 20001333 | PG_CHWP PUMP-1_PUMP OUTLET | CHILLED WATER PUMP OUTLET | BAUMER |  |  | GF-20 | UTY0 | 1500 | 30000502
I | 20001334 | PG_CHWP PUMP-2_PUMP OUTLET | CHILLED WATER PUMP OUTLET | BAUMER |  |  | GF-20 | UTY0 | 1500 | 30000503
I | 20001335 | PG_CT PUMP-1_PUMP OUTLET | COOLING TOWER PUMP OUTLET | BAUMER |  |  | GF-20 | UTY0 | 1500 | 30000506
I | 20001336 | PG_CT PUMP-2_PUMP OUTLET | COOLING TOWER PUMP OUTLET | BAUMER |  |  | GF-20 | UTY0 | 1500 | 30000507
I | 20001337 | PG_COOLING TOWER_INLET LINE | COOLING TOWER INLET LINE | BAUMER |  |  | GF-20 | FF01 | 1500 | 30000444
I | 20001338 | TG_COOLING TOWER_INLET LINE | COOLING TOWER INLET LINE | BAUMER |  | K394.59-04281 | GF-20 | FF01 | 1500 | 30000444
I | 20001339 | TG_CHWS PUMP-1_PUMP OUTLET | CHILLED WATER PUMP OUTLET | BAUMER |  | K394.59-04270 | GF-20 | UTY0 | 1500 | 30000504
I | 20001340 | TG_CHWS PUMP-2_PUMP OUTLET | CHILLED WATER PUMP OUTLET | BAUMER |  | K394.59-04287 | GF-20 | UTY0 | 1500 | 30000505
I | 20001341 | TG_CHWP PUMP-1_PUMP OUTLET | CHILLED WATER PUMP OUTLET | BAUMER |  | K394.59-04271 | GF-20 | UTY0 | 1500 | 30000502
I | 20001342 | TG_CHWP PUMP-2_PUMP OUTLET | CHILLED WATER PUMP OUTLET | BAUMER |  | K394.59-04294 | GF-20 | UTY0 | 1500 | 30000503
I | 20001343 | TG_CT PUMP-1_PUMP OUTLET | COOLING TOWER PUMP OUTLET | BAUMER |  | K394.59-04273 | GF-20 | UTY0 | 1500 | 30000506
I | 20001344 | TG_CT PUMP-2_PUMP OUTLET | COOLING TOWER PUMP OUTLET | BAUMER |  | K394.59-04293 | GF-20 | UTY0 | 1500 | 30000507
I | 20001345 | TG_COOLING TOWER_DA TANK INLET | DA TANK INLET | BAUMER |  | K394.59-04279 | GF-20 | UTY0 | 1500 | 30000444
I | 20001346 | PG_COOLING TOWER_DA TANK INLET | DA TANK INLET | BAUMER |  |  | GF-20 | UTY0 | 1500 | 30000444
I | 20001347 | TG_COOLING TOWER_ON HEADER | ON HEADER | BAUMER |  | K394.59-04275 | GF-20 | UTY0 | 1500 | 30000444
I | 20001348 | TG_COOLING TOWER_ON HEADER | ON HEADER | BAUMER |  | K394.59-04292 | GF-20 | UTY0 | 1500 | 30000444
I | 20001349 | TG_COOLING TOWER_ON HEADER | ON HEADER | BAUMER |  | K394.59-04289 | GF-20 | UTY0 | 1500 | 30000444
I | 20001350 | PG_TECHNICAL AREA-1_ON STEAM LINE | FIRST FLOOR ON STEAM LINE | BAUMER |  |  | FF-15 | FF01 | 1500 | 30000440
I | 20001351 | PG_TECHNICAL AREA-1_ON STEAM LINE | FIRST FLOOR ON STEAM LINE | BAUMER |  |  | FF-15 | FF01 | 1500 | 30000440
I | 20001352 | PG_TECHNICAL AREA-1_HWS LINE | FIRST FLOOR ON HWS LINE | BAUMER |  |  | FF-15 | FF01 | 1500 | 30000445
I | 20001353 | PG_TECHNICAL AREA-1_HWR LINE | FIRST FLOOR ON HWR LINE | BAUMER |  |  | FF-15 | FF01 | 1500 | 30000445
I | 20001354 | PG_TECHNICAL AREA-1_CHWS LINE | FIRST FLOOR ON CHWRS LINE | BAUMER |  |  | FF-15 | FF01 | 1500 | 30000443
I | 20001355 | PG_TECHNICAL AREA-1_CHWR LINE | FIRST FLOOR ON CHWR LINE | BAUMER |  |  | FF-15 | FF01 | 1500 | 30000443
I | 20001356 | PG_AIR COMPRESSOR_CARTRIDGE FILTER CF101 | CARTRADGE FILTER CF-101 | SHREEJI |  | A17075 | GF-20 | FF01 | 1500 | 30000441
I | 20001357 | PG_AIR COMPRESSOR_CARTRIDGE FILTER CF102 | OMPRESSED AIR LINE CF102 | SHREEJI |  | A16531 | GF-20 | FF01 | 1500 | 30000441
I | 20001358 | PG_AIR COMPRESSOR_CARTRIDGE FILTER CF103 | COMPRESSED AIR LINE CF103 | SHREEJI |  | A16685 | GF-20 | FF01 | 1500 | 30000441
I | 20001359 | PG_DHU-AHU-G15_ON STEAM LINE | ON STEAM LINE HEADER | BAUMER |  |  | FF-15 | FF01 | 1500 | 30000498
I | 20001360 | PG_DHU-AHU-G01_ON STEAM LINE | ON STEAM LINE HEADER | BAUMER |  |  | FF-15 | FF01 | 1500 | 30000488
I | 20001361 | PG_DHU-AHU-G02_ON STEAM LINE | ON STEAM LINE HEADER | BAUMER |  |  | FF-15 | FF01 | 1500 | 30000489
I | 20001362 | PG_DHU-AHU-G04_ON STEAM LINE | ON STEAM LINE HEADER | BAUMER |  |  | FF-15 | FF01 | 1500 | 30000490
I | 20001363 | PG_DHU-AHU-G05_ON STEAM LINE | ON STEAM LINE HEADER | BAUMER |  |  | FF-15 | FF01 | 1500 | 30000491
I | 20001364 | PG_DHU-AHU-G06_ON STEAM LINE | ON STEAM LINE HEADER | BAUMER |  |  | FF-15 | FF01 | 1500 | 30000492
I | 20001365 | PG_DHU-AHU-G08_ON STEAM LINE | ON STEAM LINE HEADER | BAUMER |  |  | FF-15 | FF01 | 1500 | 30000493
I | 20001366 | PG_DHU-AHU-G09_ON STEAM LINE | ON STEAM LINE HEADER | BAUMER |  |  | FF-15 | FF01 | 1500 | 30000494
I | 20001367 | PG_DHU-AHU-G12_ON STEAM LINE | ON STEAM LINE HEADER | BAUMER |  |  | FF-15 | FF01 | 1500 | 30000495
I | 20001368 | PG_DHU-AHU-G13_ON STEAM LINE | ON STEAM LINE HEADER | BAUMER |  |  | FF-15 | FF01 | 1500 | 30000496
I | 20001369 | PG_DHU-AHU-G14_ON STEAM LINE | ON STEAM LINE HEADER | BAUMER |  |  | FF-15 | FF01 | 1500 | 30000497
I | 20001370 | PG_AIR COMPRESSOR_INTERSTAGE PRESSURE | INTERSTAGE PRESSURE | BAUMER | NA | NA | GF-20 | UTY0 | 1500 | 30000441
I | 20001371 | DF_PG_AIR COMPRESSOR_OUTLET LINE | OUTLET AIR LINE | BAUMER | NA |  | GF-20 | UTY0 | 1500 | 30000441
I | 20001372 | PT_AIR COMPRESSOR_OIL PRESSURE | COMPRESSOR OIL PRESSURE | JUMO | NA | 9.11E+15 | GF-20 | UTY0 | 1500 | 30000441
I | 20001373 | PT_AIR COMPRESSOR_OIL PRESSURE | COMPRESSOR OUTLET PRESSURE | JUMO | NA | 9.11E+14 | GF-20 | UTY0 | 1500 | 30000441
I | 20001374 | TS_AIR COMPRESSOR_2ND STAGE DISCH. TEMP | 2ND STAGE DISCHARGE TEMPERATUR | CHICAGO PNEUMATICS | PT-100 | 0101827/1634 | GF-20 | UTY0 | 1500 | 30000441
I | 20001375 | TS_AIR COMPRESSOR_OUT TEMP | COMPRESSOR OUTLET TEMPERATURE | CHICAGO PNEUMATICS | PT-100 | 0101827/1637 | GF-20 | UTY0 | 1500 | 30000441
I | 20001376 | PG_AIR DRYER_PRE FILTER INLET | PRE FILTER INLET | BAUMER |  | K316.59-02498 | GF-20 | UTY0 | 1500 | 30000442
I | 20001377 | PG_AIR DRYER_PRE FILTER OUTLET | PRE FILTER OUTLET | BAUMER |  | K316.59-02485 | GF-20 | UTY0 | 1500 | 30000442
I | 20001378 | PG_AIR DRYER_ON INST. AIR POT | ON INST. AIR POT | BAUMER |  | K316.59-02484 | GF-20 | UTY0 | 1500 | 30000442
I | 20001379 | PG_AIR DRYER_DRYING TOWER-A | DRYING TOWER -A | BAUMER |  | K316.59-02532 | GF-20 | UTY0 | 1500 | 30000442
I | 20001380 | PG_AIR DRYER_DRYING TOWER-B | DRYING TOWER -B | BAUMER |  | K316.59-02468 | GF-20 | UTY0 | 1500 | 30000442
I | 20001381 | PG_AIR DRYER_AFTER FILTER INLET | AFTER FILTER INLET | BAUMER |  | K316.59-02494 | GF-20 | UTY0 | 1500 | 30000442
I | 20001382 | PG_AIR DRYER_AFTER FILTER OUTLET | AFTER FILTER OUTLET | BAUMER |  | K316.59-02478 | GF-20 | UTY0 | 1500 | 30000442
I | 20001383 | PG_AIR DRYER_ON FRL UNIT | ON FRL UNIT | SUZHIK |  |  | GF-20 | UTY0 | 1500 | 30000442
I | 20001384 | PG_AIR DRYER_FILTER REGULATOR | FILTER REGULATOR | SUZHIK |  |  | GF-20 | UTY0 | 1500 | 30000442
I | 20001385 | SV_AIR DRYER_DRYING TOWER-A |  | FAINGER LESSER |  | 11425487 | GF-20 | UTY0 | 1500 | 30000442
I | 20001386 | SV_AIR DRYER_DRYING TOWER-A |  | FAINGER LESSER |  | 11453610 | GF-20 | UTY0 | 1500 | 30000442
I | 20001387 | TG_AIR DRYER_INLET TEMP | AIR DRYER INLET TEMPERATURE | DYNAMIC |  | 175466 | GF-20 | UTY0 | 1500 | 30000442
I | 20001388 | DUPM_AIR DRYER_ON CONTROL PANEL | ON CONTROL PANEL | MASIBUS | 5006-RN |  | GF-20 | UTY0 | 1500 | 30000442
I | 20001389 | DUPS_AIR DRYER_IN CONTROL PANEL | IN CONTROL PANEL | GE | VERIDRI | 204166-N | GF-20 | UTY0 | 1500 | 30000442
I | 20001390 | PG_BIN WASHING_CLEAN SIDE PRESSURE | CLEAN SIDE PRESSURE | FESTO |  |  | FF-15 | FF02 | 1500 | 10000192
I | 20001391 | PG_BIN WASHING_DIRTY SIDE PRESSURE | DIRTY SIDE PRESSURE | FESTO |  |  | FF-15 | FF02 | 1500 | 10000192
I | 20001392 | PG_BIN WASHING_FURY AIR PRESSURE | FURY AIR PRESSURE | FESTO |  |  | FF-15 | FF02 | 1500 | 10000192
I | 20001393 | PG_BIN WASHING_MAIN AIR PRESSURE | MAIN AIR PRESURE | FESTO |  |  | FF-15 | FF02 | 1500 | 10000192
I | 20001394 | PG_BIN WASHING_HIGH PRESSURE PUMP | HIGH PRESSURE PUMP | MASS |  |  | FF-15 | FF02 | 1500 | 10000192
I | 20001395 | PG_BIN WASHING_CONTROL VALVE REGULATOR | ON CONTOL VALVE REGULATOR | TIPCO |  |  | FF-15 | FF02 | 1500 | 10000192
I | 20001396 | PT_BIN WASHING_HIGH PRESSURE PUMP | HIGH PRESSURE PUMP | BAUMER | CTX323B341 | 22B2018 | FF-15 | FF02 | 1500 | 10000192
I | 20001397 | DF_PT_BIN WASHING_PURIFIED WATER TANK-2 | PURIFIDE WATER TANK -02 | BAUMER | CTX323B220 | 25G2018 | FF-15 | FF02 | 1500 | 10000192
I | 20001398 | TS_BIN WASHING_ON TANK T-2 | ON TANK T-02 | MUSEN | MI213/L-150MM | 18HT5057 | FF-15 | FF02 | 1500 | 10000192
I | 20001399 | TS_BIN WASHING_INLET TEMPERATURE | INLET TEMPERATURE | MUSEN | MI213/L-150MM | 18HT5033 | FF-15 | FF02 | 1500 | 10000192
I | 20001400 | TS_BIN WASHING_ON VENT FILTER | ON VENT FILTER | SCONICS | DTC441 |  | FF-15 | FF02 | 1500 | 10000192
I | 20001401 | PS_BIN WASHING_PANEL CLEAN SIDE PRESS | PANEL CLEAN SIDE PRESSURE | DANFOSS | RT-110-017 |  | FF-15 | FF02 | 1500 | 10000192
I | 20001402 | PS_BIN WASHING_PANEL DIRTY SIDE PRESSURE | PANEL DIRTY SIDE PRESSURE | DANFOSS | RT-110-017 |  | FF-15 | FF02 | 1500 | 10000192
I | 20001403 | PS_BIN WASHING_PANEL MAIN AIR PRESSURE | PANEL MAIN AIR PRESURE | DANFOSS |  |  | FF-15 | FF02 | 1500 | 10000192
I | 20001404 | MG_BIN WASHING_ACROSS PRE FILTER | ACROSS PRE FILTER | DWYER | 2000-100 MM |  | FF-15 | FF02 | 1500 | 10000192
I | 20001405 | MG_BIN WASHING_ACROSS SECONDARY FILTER | ACROSS SECONDARY FILTER | DWYER | 2000-100 MM |  | FF-15 | FF02 | 1500 | 10000192
I | 20001406 | PG_BIN WASHING_JACKET PRESSURE TANK-2 | JACKET PRESSURE TANK-2 | ARBUDA |  | PG-411 | FF-15 | FF02 | 1500 | 10000192
I | 20001407 | PG_BIN WASHING_ON BIN WASHING | ON BIN WASHING | ARBUDA |  | PG-4185 | GF-40 | PDFG | 1500 | 10000192
I | 20001408 | PG_BIN WASHING_TANK-2 STEAM LINE | TANK-2 STEAM LINE | ARBUDA |  | PG-092 | FF-15 | FF02 | 1500 | 10000192
I | 20001409 | PG_BIN WASHING_STEAM LINE FOR AHU | ON STEAM LINE FOR AHU | ARBUDA |  | PG-4162 | FF-15 | FF02 | 1500 | 10000192
I | 20001410 | CV_BIN WASHING_STEAM LINE FOR AHU | STEAM LINE FOR AHU | AVCON |  |  | FF-15 | FF02 | 1500 | 10000192
I | 20001411 | TT_FBD 300LTR_PRODUCT TEMP | IN CONTROL PANEL PRODCT TEMP. | CANOPUS |  | 201901625 | FF-15 | FF01 | 1500 | 10000215
I | 20001412 | TT_FBD 300LTR_EXHAUST TEMP | N CONTROL PANEL EXAUST TEMP. | CANOPUS |  | 201901628 | FF-15 | FF01 | 1500 | 10000215
I | 20001413 | DPT_FBD 300LTR_ACROSS BAG | IN CONTROL PANEL ACROSS BAG | KIMO | CP-113AN | 1F180970671 | FF-15 | FF01 | 1500 | 10000215
I | 20001414 | DPT_FBD 300LTR_ACROSS BOWL | IN CONTROL PANEL ACROSS BOWL | KIMO | CP-113AN | 1F180970686 | FF-15 | FF01 | 1500 | 10000215
I | 20001415 | DPT_FBD 300LTR_ACROSS HEPA | IN CONTROL PANEL ACROSS HEPA | KIMO | CP-113AN | 1F180970682 | FF-15 | FF01 | 1500 | 10000215
I | 20001416 | DF_RHTS_FBD 300LTR_INLET DUCT | INLET DUCT | RADIX | SC 807 | 418021995 | FF-15 | FF01 | 1500 | 10000215
I | 20001417 | TS_FBD 300LTR_PRODUCT TEMP SENSOR | PRODUCT TEMPERATURE SENSOR | DPM | RTD-03 | S18/997 | GF-28 | PDFG | 1500 | 10000215
I | 20001418 | TS_FBD 300LTR_ON EXHAUST DUCT | ON EXAUST DUCT | DPM | RTD-03 | S18/998 | FF-15 | FF01 | 1500 | 10000215
I | 20001419 | AVS_FBD 300LTR_AHU INLET | AHU INLET DUCT | KIMO | CTV110-ANA 300 | 1F180662586 | FF-15 | FF01 | 1500 | 10000215
I | 20001420 | PG_FBD 300LTR_ON OPERATING PANEL | ON OPERATING PANEL | FESTO |  |  | GF-28 | PDFG | 1500 | 10000215
I | 20001421 | PG_FBD 300LTR_ON REGULATOR | ON REGULATOR | FESTO |  |  | FF-15 | FF01 | 1500 | 10000215
I | 20001422 | PG_FBD 300LTR_ON REGULATOR LRP-1 | ON REGULATOR LRP-1 | FESTO |  |  | FF-15 | FF01 | 1500 | 10000215
I | 20001423 | PG_FBD 300LTR_ON REGULATOR LRP-2 | ON REGULATOR LRP-2 | FESTO |  |  | FF-15 | FF01 | 1500 | 10000215
I | 20001424 | PG_FBD 300LTR_ON FRL UNIT | ON FRL UNIT | FESTO |  |  | FF-15 | FF01 | 1500 | 10000215
I | 20001425 | MG_FBD 300LTR_ACROSS HEPA FILTER | ACROSS HEPA FILTER | DWYER | 2000 | SANC/AVPTL/51/03 | FF-15 | FF01 | 1500 | 10000215
I | 20001426 | MG_FBD 300LTR_ACROSS POLICE FILTER | ACROSS POLICE FILTER | DWYER | 2000 | SANC/AVPTL/51/04 | FF-15 | FF01 | 1500 | 10000215
I | 20001427 | MG_FBD 300_ACROSS PRE FILTER | ACROSS PRE FILTER | DWYER | 2000 | SANC/AVPTL/51/01 | FF-15 | FF01 | 1500 | 10000215
I | 20001428 | MG_FBD 300LTR_ACROSS FINE FILTER | ACROSS FINE FILTER | DWYER | 2000 | SANC/AVPTL/36/01 | FF-15 | FF01 | 1500 | 10000215
I | 20001429 | TT_FBD 25LTR_PRODUCT TEMP | IN CONTROL PANEL PRODUCT TEMP. | CANOPUS |  | 201901630 | FF-15 | FF01 | 1500 | 10000205
I | 20001430 | TT_FBD 25LTR_EXHAUST TEMP | IN CONTROL PANEL EXUST TEMP. | CANOPUS |  | 201901631 | FF-15 | FF01 | 1500 | 10000205
I | 20001431 | DPT_FBD 25LTR_ACROSS BOWL | IN CONTROL PANEL ACROSS BOWL | KIMO | CP-113AN | 1F180970670 | FF-15 | FF01 | 1500 | 10000205
I | 20001432 | DPT_FBD 25LTR_ACROSS HEPA | IN CONTROL PANEL ACROSS HEPA | KIMO | CP-113AN | 1F180970684 | FF-15 | FF01 | 1500 | 10000205
I | 20001433 | DPT_FBD 25LTR_ACROSS BAG | IN CONTROL PANEL ACROSS BAG | KIMO | CP-113AN | 1F180970685 | FF-15 | FF01 | 1500 | 10000205
I | 20001434 | TS_FBD 25LTR_PRODUCT SENSOR | PRODUCT SENSOR ON BOWL | DPM | RTD-03 | S18/930 | GF-59 | PLGF | 1500 | 10000205
I | 20001435 | TS_FBD 25LTR_EXAUST DUCT | ON EXAUST DUCT | DPM | RTD-03 | S18/999 | GF-59 | GF00 | 1500 | 10000205
I | 20001436 | PG_FBD 25LTR_ON AIR REGULATOR | ON AIR REGULATOR | FESTO |  | TEW/0703 | FF-15 | FF01 | 1500 | 10000205
I | 20001437 | PG_FBD 25LTR_ON AIR REGULATOR LRP-1 | ON REGULATOR LRP-1 | FESTO |  | TEW/710 | FF-15 | FF01 | 1500 | 10000205
I | 20001438 | PG_FBD 25LTR_MAIN FRL UNIT | MAIN FRL UNIT | FESTO |  | TEW/714 | FF-15 | FF01 | 1500 | 10000205
I | 20001439 | PG_FBD 25LTR_ON REGULATOR LRP-2 | ON REGULATOR LRP-2 | FESTO |  | TEW/732 | FF-15 | FF01 | 1500 | 10000205
I | 20001440 | MG_FBD 25LTR_HEPA FILTER | ACROSS HEPA FILTER | DWYER | DM-2004-LCD | SANC/AVPTL/18/02 | GF-59 | PLGF | 1500 | 10000205
I | 20001441 | MG_FBD 25LTR_FINE FILTER | ACROSS FINE FILTER | DWYER | DM-2004-LCD | SANC/AVPTL/18/07 | GF-59 | PLGF | 1500 | 10000205
I | 20001442 | DPT_COATING M/C 1200MM_PAN CABINET | PAN CABINET | SENSOCON | 212-Z200M-2 | X1801258 | GF-35 | PDFG | 1500 | 10000218
I | 20001443 | DPT_COATING M/C 1200MM_ACROSS HEPA | ACROSS HEPA FILTER | SENSOCON | 212-Z200M-2 | X1801220 | FF-15 | FF02 | 1500 | 10000218
I | 20001444 | CV_COATING M/C 1200MM_STEAM INLET LINE | STEAM INLET LINE | SIEMENS | VVG41.15-A30 |  | FF-15 | FF02 | 1500 | 10000218
I | 20001445 | PG_COATING M/C 1200MM_ARM PRESSURE | RETRACABLE ARM PRESSURE | ALM |  | AL/TI/009-09 | FF-15 | FF02 | 1500 | 10000218
I | 20001446 | PG_COATING M/C 1200MM_DOOR SEAL PRESS | DOOR SEAL PRESSURE | ALM |  | AL/TI/009-15 | FF-15 | FF02 | 1500 | 10000218
I | 20001447 | PG_COATING M/C 1200MM_PNEUMATIC STIRRER | FOR PNEUMATIC STIRRER | ALM |  | AL/TI/007-05 | FF-15 | FF02 | 1500 | 10000218
I | 20001448 | PG_COATING M/C 1200MM_STEAM LINE PRESS | FOR STEAM LINE PRESSURE | ALM |  | AL/TI/009-14 | FF-15 | FF02 | 1500 | 10000218
I | 20001449 | PG_COATING M/C 1200MM_SCRUBBER PUMP PRE | SCUBBER WATER PUMP PRESSURE | ABP | Diaphragm Type | F-24O69 | FF-15 | FF02 | 1500 | 10000218
I | 20001450 | PS_COATING M/C 1200MM_FRONT DOOR GASKET | FRONT DOOR GASKET | DANFOSS | RT110 |  | FF-15 | FF02 | 1500 | 10000218
I | 20001451 | PS_COATING M/C 1200MM_SIDE DOOR GASKET | SIDE DOOR GASKET | DANFOSS | RT110 |  | FF-15 | FF02 | 1500 | 10000218
I | 20001452 | PS_COATING M/C 1200MM_SCRUBBER PUMP PRE | SCUBBER WATER PUMP PRESSURE | INDFOS | PSM-550-B2-11 | 5517 | FF-15 | FF02 | 1500 | 10000218
I | 20001453 | DPS_COATING M/C 1200MM_INCOMING AIR | FOR INCOMING AIR | MINDMAN | MP43P-010-F3 |  | GF-35 | PDFG | 1500 | 10000218
I | 20001454 | DPS_COATING M/C 1200MM_FAN | FOR FAN | MINDMAN | MP43P-010-F3 |  | GF-35 | PDFG | 1500 | 10000218
I | 20001455 | DPS_COATING M/C 1200MM_AUTOMIZING AIR | AUTOMIZING AIR | MINDMAN | MP43P-010-F3 |  | GF-35 | PDFG | 1500 | 10000218
I | 20001456 | RHTT_COATING M/C 1200MM_AHU INLET DUCT | AHU INLET DUCT | ROTRONIC | HF420-DB5XX1XX | 61833626 | FF-15 | FF02 | 1500 | 10000218
I | 20001457 | AVS_COATING M/C 1200MM_AHU INLET DUCT | ON AHU INLET DUCT | POLYGON | AVT | 487 | FF-15 | FF02 | 1500 | 10000218
I | 20001458 | MG_COATING M/C 1200MM_ACROSS PRE FILTER | ACROSS PRE FILTER | DWYER | 2000-50mm | GS1182212-50MM-01 | FF-15 | FF02 | 1500 | 10000218
I | 20001459 | MG_COATING M/C 1200MM_ACROSS HEPA FILTER | ACROSS HEPA FILTER | DWYER | 2000-50mm | GS1182212-50MM-02 | FF-15 | FF02 | 1500 | 10000218
I | 20001460 | TS_COATING M/C 1200MM_INLET STEAM | INLET STEAM | RADIX | PT-100 | 318013702 | FF-15 | FF02 | 1500 | 10000218
I | 20001461 | TS_COATING M/C 1200MM_EXHAUST TEMP | EXHAUST TEMPERATURE | RADIX | PT-100 | 318013701 | FF-15 | FF02 | 1500 | 10000218
I | 20001462 | DF_TS_COATING M/C 1200MM_BED TEMP | BED TEMPERATURE | MICRO EPSILON | IR Type /CS MICRO | 82018 | GF-35 | PDFG | 1500 | 10000218
I | 20001463 | PG_COATING 600MM_REGULATOR PANEL SIDE | ON RAGULATOR PANEL SIDE | MINDMAN |  | F-24211 | FF-15 | FF01 | 1500 | 10000209
I | 20001464 | CV_COATING 600MM_STEAM INLET LINE | STEAM INLET LINE | SIEMENS |  |  | FF-15 | FF01 | 1500 | 10000209
I | 20001465 | DP TRANSMITTER_COATING 600 _REPALCED | FOR ACROSS PAN | SENSOCON | 212-Z200M-2 | W1701275 | GF-62 | GF00 | 1500 | 10000209
I | 20001466 | DPT_COATING 600MM_ACROSS HEPA FILTER | ACROSS HEPA FILTER | SENSOCON | 212-Z200M-2 | X1801262 | FF-15 | FF01 | 1500 | 10000209
I | 20001467 | PG_COATING 600MM_SRUBBER WATER PUMP PRE | SCUBBER WATER PUMP PRESSURE | ABP | NA |  | FF-15 | FF01 | 1500 | 10000209
I | 20001468 | PS_COATING 600MM_SCRUBBER WATER PUMP | SCUBBER WATER PUMP PRESSURE | INDFOS | PSM-550-B2-11 | 5520 | FF-15 | FF01 | 1500 | 10000209
I | 20001469 | PS_COATING 600MM_FRONT DOOR PRESSURE | FRONT DOOR PRESSURE | DANFOSS | RT110 |  | FF-15 | FF01 | 1500 | 10000209
I | 20001470 | PS_COATING 600MM_SIDE DOOR PRESSURE | SIDE DOOR PRESSURE | DANFOSS | RT110 |  | FF-15 | FF01 | 1500 | 10000209
I | 20001471 | DPS_COATING 600MM_INCOMMING AIR | FOR INCOMMING AIR | MINDMAN | MP43P-010-F3 |  | GF-62 | PLGF | 1500 | 10000209
I | 20001472 | DPS_COATING 600MM_AUTOMIZING AIR | AUTOMIZING AIR | MINDMAN | MP43P-010-F3 |  | GF-62 | PLGF | 1500 | 10000209
I | 20001473 | DPS_COATING 600MM_FAN AIR | FAN AIR | MINDMAN | MP43P-010-F3 |  | GF-62 | PLGF | 1500 | 10000209
I | 20001474 | RHTS_COATING 600MM_INLET DUCT | AHU INLET DUCT | ROTRONIC | HF420-DB5 | 61833615 | FF-15 | FF01 | 1500 | 10000209
I | 20001475 | AVS_COATING 600MM_AHU INLET DUCT | ON AHU INLET DUCT | POLYGON | AVT | 488 | FF-15 | FF01 | 1500 | 10000209
I | 20001476 | MG_COATING 600MM_ACROSS PRE FILTER | ACROSS PRE FILTER | DWYER | 2000-50mm | 1036 MDPG 17 | FF-15 | FF01 | 1500 | 10000209
I | 20001477 | MG_COATING 600MM_ACROSS FINE FILTER | ACROSS FINE FILTER | DWYER | 2000-50mm | 1036 MDPG 25 | FF-15 | FF01 | 1500 | 10000209
I | 20001478 | PG_COATING 600MM_RETRACEBLE ARM PRESSURE | RETRACABLE ARM PRESSURE | HI-TECH |  | 126 | FF-15 | FF01 | 1500 | 10000209
I | 20001479 | PG_COATING 600MM_DOOR SEAL PRESSURE | DOOR SEAL PRESSURE | HI-TECH |  | 123 | FF-15 | FF01 | 1500 | 10000209
I | 20001480 | PG_COATING 600MM_PNEUMATIC STIRRER | FOR PNEUMATIC STIRRER | HI-TECH |  | 160 | FF-15 | FF01 | 1500 | 10000209
I | 20001481 | PG_COATING 600MM_STEAM LINE | FOR STEAM LINE | ALM |  | AL/TI/009-15 | FF-15 | FF01 | 1500 | 10000209
I | 20001482 | TS_COATING 600MM_INLET STEAM | INLET STEAM | RADIX | PT-100 | 318013700 | FF-15 | FF01 | 1500 | 10000209
I | 20001483 | TS_COATING 600MM_EXHAUST TEMP | EXHAUST TEMPERATURE | RADIX | PT-100 | 318013699 | FF-15 | FF01 | 1500 | 10000209
I | 20001484 | TS_COATING 600MM_BED TEMP | BED TEMPERATURE | MICRO EPSILON | IR Type | 72018 | GF-62 | PLGF | 1500 | 10000209
I | 20001485 | DPG_CAPSULE M/C_VACUUM SEPERATION | VACCUM SEPERATION | SMC | ZSE30AF-01-P-L-A | B41834 | GF-22 | PDFG | 1500 | 10000245
I | 20001486 | DPG_CAPSULE M/C_AIR PRESSURE | AIR PRESSURE | SMC | ISE30A-01-P-L-A | B57778 | GF-22 | PDFG | 1500 | 10000245
I | 20001487 | VG_CAPSULE M/C_ON VACUUM PUMP | ON VACCUM PUMP | UTC |  |  | GF-22 | PDFG | 1500 | 10000245
I | 20001488 | PG_CAPSULE M/C_DEDUSTING & POLISH UNIT | ON DEDUSTING & POLISHING UNIT | UDAY |  |  | GF-22 | PDFG | 1500 | 10000245
I | 20001489 | PG_CAPSULE M/C_ON CHECK WEIGHER | ON CHECK WEIGHER | UDAY |  |  | GF-22 | PDFG | 1500 | 10000245
I | 20001490 | PG_LPD COMPRESSION_POWER PACK UNIT | ON COMPRESSON LPT POWER PACK | MASS | EN 837-1 | 18 GB 3093 | FF-15 | FF01 | 1500 | 10000211
I | 20001491 | PG_LPD CAPSULE_POWER PACK UNIT | ON CAPSULE POWER PACK UNIT | MASS | EN 837-1 | 1 8 GB 3176 | FF-15 | FF01 | 1500 | 10000210
I | 20001492 | PG_PILLAR BLENDER_POWER PACK UNIT | BLENDING LPT ON POWER PACK UN | MASS | EN 837-1 |  | FF-15 | FF01 | 1500 | 10000213
I | 20001493 | PG_PTS_POWER PACK UNIT | PTS ON POWER PACK UNIT | MASS | EN 837-1 |  | FF-15 | FF01 | 1500 | 10000288
I | 20001494 | PG_SOLUTION TANK 50 LTR_ON VESSEL | ON VESSEL | ABP |  | C-69183 | GF-28 | PDFG | 1500 | 10000217
I | 20001495 | TS_SOLUTION TANK 50 LTR_JACKET SENSOR | JACKET SENSOR | DPM | RTD-03 | API 18/19-929 | GF-28 | PDFG | 1500 | 10000217
I | 20001496 | TS_SOLUTION TANK 50 LTR_PRODUCT SENSOR | PRODUCT SENSOR | DPM | RTD-03 | API 18/19-926 | GF-28 | PDFG | 1500 | 10000217
I | 20001497 | TS_SOLUTION TANK 15 LTR_JACKET SENSOR | JACKET SENSOR | DPM | RTD-03 | API 18/19-999 | GF-59 | PLGF | 1500 | 10000208
I | 20001498 | TS_SOLUTION TANK 15 LTR_PRODUCT SENSOR | PRODUCT SENSOR | DPM | RTD-03 | API 18/19-930 | GF-59 | PLGF | 1500 | 10000208
I | 20001499 | PG_SOLUTION TANK 15 LTR_ON VESSEL | ON VESSEL | ABP |  | C-77789 | GF-59 | PLGF | 1500 | 10000208
I | 20001500 | PG_SOLUTION TANK 15 LTR_ON CONTROL PANEL | ON CONTROL PANEL | FESTO | 159602 | 159602 | GF-59 | PLGF | 1500 | 10000208
I | 20001501 | PG_HSMG 300 LTR_ON AIR REGULATOR | ON AIR REGULATOR | FESTO |  |  | GF-28 | PDFG | 1500 | 10000214
I | 20001502 | PG_HSMG 300 LTR_ON AIR REGULATOR | ON AIR REGULATOR | FESTO |  |  | GF-28 | PDFG | 1500 | 10000214
I | 20001503 | PG_HSMG 300 LTR_ON AIR FILTER | ON AIR FILTER | FESTO |  |  | GF-28 | PDFG | 1500 | 10000214
I | 20001504 | PG_HSMG 300 LTR_ON CONTROL PANEL | ON CONTROL PANEL | FESTO |  |  | GF-28 | PDFG | 1500 | 10000214
I | 20001505 | TT_HSMG 300 LTR_IN PANEL | IN PANEL | CANOPUS |  | 201901491 | FF-15 | FF01 | 1500 | 10000214
I | 20001506 | TS_HSMG 300 LTR_ON MIXER GRANULATOR | ON MIXER GRANULATOR | APCON | RTD-03 | API 18/19-919 | GF-28 | PDFG | 1500 | 10000214
I | 20001507 | VG_HSMG 300 LTR_ON TOP LID | VACCUM ON TOP LEAD | ITEC |  | 1.81E+11 | GF-28 | PDFG | 1500 | 10000214
I | 20001508 | PS_HSMG 300 LTR_MAIN AIR PRESSURE | MAIN AIR PRESSURE | NORGREN |  |  | GF-28 | PDFG | 1500 | 10000214
I | 20001509 | PG_HSMG 300 LTR_ON VACUUM UMP | ON VACCUME PUMP | WVC |  |  | FF-15 | FF01 | 1500 | 10000214
I | 20001510 | PG_GRANULATION-1_ON VACUUM PUMP | ON VACCUME PUMP | WVC |  |  | FF-15 | FF01 | 1500 | 10000214
I | 20001511 | TT_HSMG 25 LTR_EXHAUST TEMP | IN PANEL | CANOPUS |  | 201901484 | FF-15 | FF01 | 1500 | 10000203
I | 20001512 | PG_HSMG 25 LTR_MAIN AIR PRESSURE | MAIN AIR PRESSURE FRL | FESTO |  |  | GF-59 | PLGF | 1500 | 10000203
I | 20001513 | PG_HSMG 25 LTR_ON PANEL | OPERATING PANEL PRESSURE | FESTO | 159602 |  | GF-59 | PLGF | 1500 | 10000203
I | 20001514 | PG_HSMG 25 LTR_ON AIR REGULATOR | ON AIR REGULATOR | FESTO |  |  | GF-59 | PLGF | 1500 | 10000203
I | 20001515 | TS_HSMG 25 LTR_PRODUCT SENSOR | PRODUCT SENSOR | APCON | RTD-03 | API 18/19-917 | GF-59 | PLGF | 1500 | 10000203
I | 20001516 | PG_COMPRESSION M/C_ON AIR REGULATOR | ON AIR REGULATOR | ROMACO KILIAN |  |  | GF-23 | PDFG | 1500 | 10000196
I | 20001517 | PG_COMPRESSION M/C_ON AIR REGULATOR | ON AIR REGULATOR | ROMACO KILIAN |  |  | GF-49 | PDFG | 1500 | 10000196
I | 20001518 | PG_COMPRESSION M/C_ON AIR REGULATOR | ON AIR REGULATOR | SMC |  |  | GF-60 | PLGF | 1500 | 10000195
I | 20001519 | PG_COMPRESSION M/C_ON AIR REGULATOR | ON AIR REGULATOR | SMC |  |  | GF-60 | PLGF | 1500 | 10000195
I | 20001530 | DPT_OFCS DISP-2_HEPA FILTER | ACROSS HEPA FILTER | DWYER | DM-2004-LCD |  | GF-57 | PDFG | 1500 | 10000198
I | 20001531 | DPT_OFCS DISP-2_INTERMEDIATE FILTER | ACROSS INTERMEDIATE FILTER | DWYER | DM-2004-LCD |  | GF-57 | PDFG | 1500 | 10000198
I | 20001532 | DPT_OFCS DISP-2_SCAVENGING FILTER | ACROSS SCAVENGING FILTER | DWYER | DM-2004-LCD |  | GF-57 | PDFG | 1500 | 10000198
I | 20001533 | DPI_OFCS DISP-2_HEPA FILTER | ACROSS HEPA FILTER | AEROSENSE | DPI ± 500-AZ-2R-D |  | GF-57 | PDFG | 1500 | 10000198
I | 20001534 | DPI_OFCS DISP-2_INTERMEDIATE FILTER | ACROSS INTERMEDIATE FILTER | AEROSENSE | DPI ± 500-AZ-2R-D |  | GF-57 | PDFG | 1500 | 10000198
I | 20001535 | DPI_OFCS DISP-2_SCAVENGING FILTER | ACROSS SCAVENGING FILTER | AEROSENSE | DPI ± 500-AZ-2R-D |  | GF-57 | PDFG | 1500 | 10000198
I | 20001536 | TIMER_OFCS DISP-2_ON OFCS | ON RLAF | GIC |  |  | GF-57 | PDFG | 1500 | 10000198
I | 20001537 | DPT_OFCS DISP-1_HEPA FILTER | ACROSS HEPA FILTER | DWYER | DM-2004-LCD |  | GF-54 | PDFG | 1500 | 10000199
I | 20001538 | DPT_OFCS DISP-1_INTERMEDIATE FILTER | ACROSS INTERMEDIATE FILTER | DWYER | DM-2004-LCD |  | GF-54 | PDFG | 1500 | 10000199
I | 20001539 | DPT_OFCS DISP-1_SCAVENGING FILTER | ACROSS SCAVENGING FILTER | DWYER | DM-2004-LCD |  | GF-54 | PDFG | 1500 | 10000199
I | 20001540 | DPI_OFCS DISP-1_HEPA FILTER | ACROSS HEPA FILTER | AEROSENSE | DPI ± 500-AZ-2R-D |  | GF-54 | PDFG | 1500 | 10000199
I | 20001541 | DPI_OFCS DISP-1_INTERMEDIATE FILTER | ACROSS INTERMEDIATE FILTER | AEROSENSE | DPI ± 500-AZ-2R-D |  | GF-54 | PDFG | 1500 | 10000199
I | 20001542 | DPI_OFCS DISP-1_SCAVENGING FILTER | ACROSS SCAVENGING FILTER | AEROSENSE | DPI ± 500-AZ-2R-D |  | GF-54 | PDFG | 1500 | 10000199
I | 20001543 | TIMER_OFCS DISP-1_ON OFCS | DISPENSING 1 | GICPL |  |  | GF-54 | PDFG | 1500 | 10000199
I | 20001544 | DPT_OFCS DISP-3_HEPA FILTER | ACROSS HEPA FILTER | DWYER | DM-2004-LCD |  | GF-58 | PLGF | 1500 | 10000197
I | 20001545 | DPT_OFCS DISP-3_INTERMEDIATE FILTER | ACROSS INTERMEDIATE FILTER | DWYER | DM-2004-LCD |  | GF-58 | PLGF | 1500 | 10000197
I | 20001546 | DPT_OFCS DISP-3_SCAVENGING FILTER | ACROSS SCAVENGING FILTER | DWYER | DM-2004-LCD |  | GF-58 | PLGF | 1500 | 10000197
I | 20001547 | DPI_OFCS DISP-3_HEPA FILTER | ACROSS HEPA FILTER | AEROSENSE | DPI ± 500-AZ-2R-D |  | GF-58 | PLGF | 1500 | 10000197
I | 20001548 | DPI_OFCS DISP-3_INTERMEDIATE FILTER | ACROSS INTERMEDIATE FILTER | AEROSENSE | DPI ± 500-AZ-2R-D |  | GF-58 | PLGF | 1500 | 10000197
I | 20001549 | DPI_OFCS DISP-3_SCAVENGING FILTER | ACROSS SCAVENGING FILTER | AEROSENSE | DPI ± 500-AZ-2R-D |  | GF-58 | PLGF | 1500 | 10000197
I | 20001550 | TIMER_OFCS DISP-3_ON OFCS | DISPENSING-3 | GIC |  |  | GF-58 | PLGF | 1500 | 10000197
I | 20001551 | MG_OFCS SOLVENT DISP_HEPA FILTER | ACROSS HEPA FILTER | DWYER | 2000-25MM |  | GF-77 | WHGF | 1500 | 10000202
I | 20001552 | MG_OFCS SOLVENT DISP_INTERMEDIATE FILTER | ACROSS INTERMEDIATE FILTER | DWYER | 2000-10MM |  | GF-77 | WHGF | 1500 | 10000202
I | 20001553 | MG_OFCS SOLVENT DISP_SCAVENGING FILTER | ACROSS SCAVENGING FILTER | DWYER | 2000-10MM |  | GF-77 | WHGF | 1500 | 10000202
I | 20001554 | DPT_OFCS SAMPLING-1_HEPA FILTER | ACROSS HEPA FILTER | DWYER | DM-2004-LCD |  | GF-82 | WHGF | 1500 | 10000200
I | 20001555 | DPT_OFCS SAMPLING-1_INTERMEDIATE FILTER | ACROSS INTERMEDIATE FILTER | DWYER | DM-2004-LCD |  | GF-82 | WHGF | 1500 | 10000200
I | 20001556 | DPT_OFCS SAMPLING-1_SCAVENGING FILTER | ACROSS SCAVENGING FILTER | DWYER | DM-2004-LCD |  | GF-82 | WHGF | 1500 | 10000200
I | 20001557 | DPI_OFCS SAMPLING-1_HEPA FILTER | IN PANEL | AEROSENSE | DPI ± 500-AZ-2R-D |  | GF-82 | WHGF | 1500 | 10000200
I | 20001558 | DPI_OFCS SAMPLING-1_INTERMEDIATE FILTER | IN PANEL | AEROSENSE | DPI ± 500-AZ-2R-D |  | GF-82 | WHGF | 1500 | 10000200
I | 20001559 | DPI_OFCS SAMPLING-1_SCAVENGING FILTER | IN PANEL | AEROSENSE | DPI ± 500-AZ-2R-D |  | GF-82 | WHGF | 1500 | 10000200
I | 20001560 | TIMER_OFCS SAMPLING-1_ON OFCS | SAMPLING-1 ROOM | GIC |  |  | GF-82 | WHGF | 1500 | 10000200
I | 20001561 | DPT_OFCS SAMPLING-2_HEPA FILTER | ACROSS HEPA FILTER | DWYER | DM-2004-LCD |  | GF-87 | WHGF | 1500 | 10000201
I | 20001562 | DPT_OFCS SAMPLING-2_INTERMEDIATE FILTER | ACROSS INTERMEDIATE FILTER | DWYER | DM-2004-LCD |  | GF-87 | WHGF | 1500 | 10000201
I | 20001563 | DPT_OFCS SAMPLING-2_SCAVENGING FILTER | ACROSS SCAVENGING FILTER | DWYER | DM-2004-LCD |  | GF-87 | WHGF | 1500 | 10000201
I | 20001564 | DPI_OFCS SAMPLING-2_HEPA FILTER | IN PANEL | AEROSENSE | DPI ± 500-AZ-2R-D |  | GF-87 | WHGF | 1500 | 10000201
I | 20001565 | DPI_OFCS SAMPLING-2_INTERMEDIATE FILTER | IN PANEL | AEROSENSE | DPI ± 500-AZ-2R-D |  | GF-87 | WHGF | 1500 | 10000201
I | 20001566 | DPI_OFCS SAMPLING-2_SCAVENGING FILTER | IN PANEL | AEROSENSE | DPI ± 500-AZ-2R-D |  | GF-87 | WHGF | 1500 | 10000201
I | 20001567 | TIMER_OFCS SAMPLING-2_ON OFCS | SAMPLING-2 ROOM | GIC |  |  | GF-87 | WHGF | 1500 | 10000201
I | 20001568 | DPT_PASS BOX SAMPLING-1_EXIT SIDE | ACROSS HEPA EXIT SIDE | DWYER | DM-2004-LCD |  | GF-82 | WHGF | 1500 | 10000181
I | 20001569 | DPT_PASS BOX SAMPLING-1_ENTRY SIDE | ACROSS HEPA ENTRY SIDE | DWYER | DM-2004-LCD |  | GF-82 | WHGF | 1500 | 10000181
I | 20001570 | DPI_PASS BOX SAMPLING-1_ON PASS BOX | ON PASS BOX | AEROSENSE | DPI ± 500-AZ-2R-D |  | GF-82 | WHGF | 1500 | 10000181
I | 20001571 | DPT_PASS BOX SAMPLING-2_EXIT SIDE | ACROSS HEPA EXIT SIDE | DWYER | DM-2004-LCD |  | GF-87 | WHGF | 1500 | 10000182
I | 20001572 | DPT_PASS BOX SAMPLING-2_ENTRY SIDE | ACROSS HEPA ENTRY SIDE | DWYER | DM-2004-LCD |  | GF-87 | WHGF | 1500 | 10000182
I | 20001573 | DPI_PASS BOX SAMPLING-2_ON PASS BOX | ON PASS BOX | AEROSENSE | DPI ± 500-AZ-2R-D |  | GF-87 | WHGF | 1500 | 10000182
I | 20001574 | DPT_PASS BOX DISP-3_EXIT SIDE | ACROSS HEPA EXIT SIDE | DWYER | DM-2004-LCD |  | GF-58 | WHGF | 1500 | 10000180
I | 20001575 | DPT_PASS BOX DISP-3_ENTRY SIDE | ACROSS HEPA ENTRY SIDE | DWYER | DM-2004-LCD |  | GF-58 | WHGF | 1500 | 10000180
I | 20001576 | DPI_PASS BOX DISP-3_ON PASS BOX | ON PASS BOX | AEROSENSE | DPI ± 500-AZ-2R-D |  | GF-58 | WHGF | 1500 | 10000180
I | 20001577 | DPT_PASS BOX DISP-1_EXIT SIDE | ACROSS HEPA EXIT SIDE | DWYER | DM-2004-LCD |  | GF-54 | WHGF | 1500 | 10000178
I | 20001578 | DPT_PASS BOX DISP-1_ENTRY SIDE | ACROSS HEPA ENTRY SIDE | DWYER | DM-2004-LCD |  | GF-54 | WHGF | 1500 | 10000178
I | 20001579 | DPI_PASS BOX DISP-1_ON PASS BOX | ON PASS BOX | AEROSENSE | DPI ± 500-AZ-2R-D |  | GF-54 | WHGF | 1500 | 10000178
I | 20001580 | DPT_PASS BOX DISP-2_EXIT SIDE | ACROSS HEPA EXIT SIDE | DWYER | DM-2004-LCD |  | GF-57 | WHGF | 1500 | 10000179
I | 20001581 | DPT_PASS BOX DISP-2_ENTRY SIDE | ACROSS HEPA ENTRY SIDE | DWYER | DM-2004-LCD |  | GF-57 | WHGF | 1500 | 10000179
I | 20001582 | DPI_PASS BOX DISP-2_ON PASS BOX | ON PASS BOX | AEROSENSE | DPI ± 500-AZ-2R-D |  | GF-57 | WHGF | 1500 | 10000179
I | 20001583 | MG_PASS BOX PASTE PREPARAT_ENTRY SIDE | ACROSS HEPA ENTRY SIDE | DWYER | 2000-25 MM |  | GF-31 | PDFG | 1500 | 10000183
I | 20001584 | MG_PASS BOX PASTE PREPARAT_EXIT SIDE | ACROSS HEPA EXIT SIDE | DWYER | 2000-25 MM |  | GF-31 | PDFG | 1500 | 10000183
I | 20001585 | MG_PASS BOX SOLVENT DISP_ENTRY SIDE | ACROSS HEPA ENTRY SIDE | DWYER | 2000-25 MM |  | GF-77 | WHGF | 1500 | 10000184
I | 20001586 | MG_PASS BOX SOLVENT DISP_EXIT SIDE | ACROSS HEPA EXIT SIDE | DWYER | 2000-25 MM |  | GF-77 | WHGF | 1500 | 10000184
I | 20001587 | MG_PASS BOX SOLVENT DISP_ENTRY SIDE | ACROSS HEPA ENTRY SIDE | DWYER | 2000-25 MM |  | GF-77 | WHGF | 1500 | 10000185
I | 20001588 | MG_PASS BOX SOLVENT DISP_EXIT SIDE | ACROSS HEPA EXIT SIDE | DWYER | 2000-25 MM |  | GF-77 | WHGF | 1500 | 10000185
I | 20001589 | DPT_PASS BOX CORRIDOR -4_EXIT SIDE | ACROSS HEPA EXIT SIDE | DWYER | DM-2004-LCD |  | GF-66 | PLGF | 1500 | 10000186
I | 20001590 | DPT_PASS BOX CORRIDOR -4_ENTRY SIDE | ACROSS HEPA ENTRY SIDE | DWYER | DM-2004-LCD |  | GF-66 | PLGF | 1500 | 10000186
I | 20001591 | DPI_PASS BOX CORRIDOR -4_ON PASS BOX | ON PASS BOX | AEROSENSE | DPI ± 500-AZ-2R-D |  | GF-66 | PLGF | 1500 | 10000186
I | 20001592 | DPT_PASS BOX INCUBATION_ENTRY SIDE | ACROSS HEPA ENTRY SIDE | DWYER | DM-2004-LCD |  | FF-52 | QCFF | 1500 | 10000187
I | 20001593 | DPT_PASS BOX INCUBATION_ACROSS HEPA | ACROSS HEPA EXIT SIDE | DWYER | DM-2004-LCD |  | FF-52 | QCFF | 1500 | 10000187
I | 20001594 | DPI_PASS BOX INCUBATION_ON PASS BOX | ON PASS BOX | AEROSENSE | DPI ± 500-AZ-2R-D |  | FF-52 | QCFF | 1500 | 10000187
I | 20001595 | DPT_PASS BOX ANCILLARY ROOM-2_EXIT SIDE | ACROSS HEPA EXIT SIDE | DWYER | DM-2004-LCD |  | GF-73 | PLGF | 1500 | 10000177
I | 20001596 | DPT_PASS BOX ANCILLARY ROOM-2_ENTRY SIDE | ACROSS HEPA ENTRY SIDE | DWYER | DM-2004-LCD |  | GF-73 | PLGF | 1500 | 10000177
I | 20001597 | DPI_PASS BOX ANCILLARY ROOM-2_ON PB | ON PASS BOX | AEROSENSE | DPI ± 500-AZ-2R-D |  | GF-73 | PLGF | 1500 | 10000177
I | 20001598 | DPT_PASS BOX STAGING SCRAP_EXIT SIDE | ACROSS HEPA EXIT SIDE | DWYER | DM-2004-LCD |  |  | PDFG | 1500 | 10000188
I | 20001599 | DPT_PASS BOX STAGING SCRAP_ENTRY SIDE | ACROSS HEPA ENTRY SIDE | DWYER | DM-2004-LCD |  |  | PDFG | 1500 | 10000188
I | 20001600 | DPI_PASS BOX STAGING SCRAP_ON PASS BOX | ON PASS BOX | AEROSENSE | DPI ± 500-AZ-2R-D |  |  | PDFG | 1500 | 10000188
I | 20001601 | ORPS_PROCESS WATER_DOMESTIC WATER | DOMESTIC WATER SYSTEM | METTLER TOLEDO | M200 |  |  | UTPS | 1500 | 30000500
I | 20001602 | ORPT_PROCESS WATER_DOMESTIC WATER | DOMESTIC WATER SYSTEM | METTLER TOLEDO | EASYSENSE ORP41 | 1239397545 |  | UTPS | 1500 | 30000500
I | 20001603 | PG_PROCESS WATER_MGF INLET | MGF INLET | GAUGES BOURDEN | LFHYG-V | 1812524882 |  | UTPS | 1500 | 30000500
I | 20001604 | PG_PROCESS WATER_MGF OUTLET | MGF OUTLET | GAUGES BOURDEN | LFHYG-V | 1812524885 |  | UTPS | 1500 | 30000500
I | 20001605 | PG_PROCESS WATER_FEED PUMP-1 OUTLET | FEED PUMP- 1 OUTLET | GAUGES BOURDEN | LFHYG-V | 1812524886 |  | UTPS | 1500 | 30000500
I | 20001606 | PG_PROCESS WATER_FEED PUMP-2 OUTLET | FEED PUMP-2 OUTLET | GAUGES BOURDEN | LFHYG-V | 1812524890 |  | UTPS | 1500 | 30000500
I | 20001607 | PS_PROCESS WATER_FEED PUMP-1 OUTLET | FEED PUMP- 1 OUTLET | GAUGES BOURDEN | LFHYG-V | S181251625 |  | UTPS | 1500 | 30000500
I | 20001608 | PS_PROCESS WATER_FEED PUMP-2 OUTLET | FEED PUMP-2 OUTLET | GAUGES BOURDEN | LFHYG-V | S181251619 |  | UTPS | 1500 | 30000500
I | 20001609 | FT_PROCESS WATER_MGF SYSTEM | MGF SYSTEM | FLOW MAX | FLX-65 |  |  | UTPS | 1500 | 30000500
I | 20001610 | PG_PROCESS WATER_RO FEED PUMP OUTLET | RO FEED PUMP OUT | GAUGES BOURDEN |  | 1812524889 |  | UTPS | 1500 | 30000500
I | 20001611 | PG_PROCESS WATER_CARTRIDGE FILTER OUTLET | CARTRADGE FILTER OUTLET | GAUGES BOURDEN |  | 1812524892 |  | UTPS | 1500 | 30000500
I | 20001612 | PG_PROCESS WATER_HIGH PRESSURE PUMP OUT | HIGH PRESSURE PUMP OUT | GAUGES BOURDEN |  | 1812524895 |  | UTPS | 1500 | 30000500
I | 20001613 | PG_PROCESS WATER_RO OUTLET | RO OUTLET | GAUGES BOURDEN |  | 1812524891 |  | UTPS | 1500 | 30000500
I | 20001614 | PS_PROCESS WATER_HIGH PRESS PUMP INLET | HIGH PRESSURE PUMP INLET | GAUGES BOURDEN |  | S181251620 |  | UTPS | 1500 | 30000500
I | 20001615 | PS_PROCESS WATER_HIGH PRESS PUMP OUTLET | HIGH PRESSURE PUMP OUTLET | GAUGES BOURDEN |  | S181251628 |  | UTPS | 1500 | 30000500
I | 20001616 | PS_PROCESS WATER_RO FEED PUMP OUT | RO FEED PUMP OUT | GAUGES BOURDEN |  | S181251627 |  | UTPS | 1500 | 30000500
I | 20001617 | ORPS_PROCESS WATER_FEED LINE | ON FEED LINE | METTLER TOLEDO | EASYSENSE ORP41 |  |  | UTPS | 1500 | 30000500
I | 20001618 | CTT_PROCESS WATER_ON PANEL | ON PANEL | METTLER TOLEDO | EASYSENSE COND 71 |  |  | UTPS | 1500 | 30000500
I | 20001619 | CTS_PROCESS WATER_RO OUTLET | RO OUTLET | METTLER TOLEDO |  |  |  | UTPS | 1500 | 30000500
I | 20001620 | FT_PROCESS WATER_CSRO REJECT | CSRO RO REJECT | KROHNE MARSHALL | M30 |  |  | UTPS | 1500 | 30000500
I | 20001621 | PG_PROCESS WATER_CIP PUMP OUT | CIP PUMP OUTLET | GAUGES BOURDEN | LSBSPG-V-U | 1812524880 |  | UTPS | 1500 | 30000500
I | 20001622 | PG_PROCESS WATER_CARTRIDGE FILTER OUTLET | CARTRADGE FILTER OUTLET | GAUGES BOURDEN | LSBSPG-V-U | 1812524894 |  | UTPS | 1500 | 30000500
I | 20001623 | PS_PROCESS WATER_CIP PUMP OUTLET | CIP PUMP OUTLET | GAUGES BOURDEN |  | S181215624 |  | UTPS | 1500 | 30000500
I | 20001624 | PG_PROCESS WATER_NAOCL CIRCULATION PUMP | NAOCL CIRCULATION PUMP OUT | GAUGES BOURDEN | LFBSPG-V | 1812524879 |  | UTPS | 1500 | 30000500
I | 20001625 | ORPT_PROCESS WATERC_ON PANEL | ON PANEL | METTLER TOLEDO | M200 | 1239397172 |  | UTPS | 1500 | 30000500
I | 20001626 | ORPS_PROCESS WATER_NAOCL CIRCULATION | NAOCL RECIRCULATION SYSTEM | METTLER TOLEDO | EASYSENSE ORP41 | 8440381 |  | UTPS | 1500 | 30000500
I | 20001627 | PG_PROCESS WATER_BAG FILTER INLET | BAG FILTER INLET | GAUGES BOURDEN | LFBSPG-V-U | 1812524884 |  | UTPS | 1500 | 30000500
I | 20001628 | PG_PROCESS WATER_BAG FILTER OUT | BAG FILTER OUTLET | GAUGES BOURDEN | LFBSPG-V-U | 1812524887 |  | UTPS | 1500 | 30000500
I | 20001629 | PG_PROCESS WATER_UF OUTLET LINE | UF OUTLET LINE | GAUGES BOURDEN | LFBSPG-V-U | 1812524893 |  | UTPS | 1500 | 30000500
I | 20001630 | DPS_PROCESS WATER_ACROSS UF SYSTEM | ACROSS UF SYSTEM | GAUGES BOURDEN |  | S181251553 |  | UTPS | 1500 | 30000500
I | 20001631 | PG_PROCESS WATER_UF INLET FEED LINE | UF INLET FEED LINE | GAUGES BOURDEN |  | 1812524898 |  | UTPS | 1500 | 30000500
I | 20001632 | PS_PROCESS WATER_BACKWASH LINE | BACKWASH LINE | GAUGES BOURDEN |  | S181251618 |  | UTPS | 1500 | 30000500
I | 20001633 | LT_PROCESS WATER_UF PRODUCT TANK | ON UF PRODUCT WATER TANK | PUNE TECHTROL | TUS-ULTRATROL-1P1W | 181928114 |  | UTPS | 1500 | 30000500
I | 20001634 | PG_PROCESS WATER_RO WATER TRANSFER PUMP | RO WATER TRANSFER PUMP OUT | GAUGES BOURDEN | LFBSPG-V-U | 1812524888 |  | UTPS | 1500 | 30000500
I | 20001635 | PG_PROCESS WATER_UTILITY MAKEUP PUMP | UTILITY MAKE UP PUMP OUTLET | GAUGES BOURDEN | LFBSPG-V-U | 1812524883 |  | UTPS | 1500 | 30000500
I | 20001636 | PS_PROCESS WATER_RO WATER TRANSFER PUMP | RO WATER TRANS PUMP OUT | GAUGES BOURDEN |  | S181251623 |  | UTPS | 1500 | 30000500
I | 20001637 | PHS_PROCESS WATER_UTILITY MAKEUP SYSTEM | BOILER FEED LINE | METTLER TOLEDO | EASYSENSE pH31 | 8434532 |  | UTPS | 1500 | 30000500
I | 20001638 | PHT_PROCESS WATER_UTILITY MAKEUP SYSTEM | UTILITY MAKE UP SYSTEM | METTLER TOLEDO | M200 - 2 CHANNEL | 1239397176 |  | UTPS | 1500 | 30000500
I | 20001639 | PS_PROCESS WATER_UTILITY MAKEUP | UTILITY MAKEUP PUMP OUTLET | GAUGES BOURDEN |  |  |  | UTPS | 1500 | 30000500
I | 20001640 | ORPS_PROCESS WATER_COOLING TOWER MAKEUP | COOLING TOWER MAKE UP LINE | METELER TOLEDO | EASYSENSE ORP41 |  |  | UTPS | 1500
I | 20001641 | ORPT_PROCESS WATER_COOLING TOWER MAKEUP | UTILITY MAKE UP SYSTEM | METELER TOLEDO | M200 | 1239397262 |  | UTPS | 1500
I | 20001642 | LT_PROCESS WATER_DOSING TANK | DOSING TANK | PUNE TECHTROL | TUS-ULTRATROL-1P1W | 181928115 |  | UTPS | 1500 | 30000500
I | 20001643 | PG_PURIFIED WATER_MULTISTAGE PUMP-1 | MULTISTAGE PUMP-1 OUTLET | GAUGES BOURDEN | LFHYG-V | 1812524874 | FF-58 | FF01 | 1500 | 30000501
I | 20001644 | PG_PURIFIED WATER_MULTISTAGE PUMP-2 | MULTISTAGE PUMP-2 OUTLET | GAUGES BOURDEN | LFHYG-V | 1812524872 | FF-58 | FF01 | 1500 | 30000501
I | 20001645 | PG_PURIFIED WATER_RO LOOP RETURN | RO LOOP RETURN | GAUGES BOURDEN | LFHYG-V | 1812524896 | FF-58 | FF01 | 1500 | 30000501
I | 20001646 | CG_PURIFIED WATER_RO FEED TANK | ON RO FEED TANK | GAUGES BOURDEN | LFHYG-V | 1812524878 | FF-58 | FF01 | 1500 | 30000501
I | 20001647 | PS_PURIFIED WATER_MULTISTAGE PUMP-1 |  | GAUGES BOURDEN |  | S181251621 | FF-58 | FF01 | 1500 | 30000501
I | 20001648 | PS_PURIFIED WATER_MULTISTAGE PUMP-2 |  | GAUGES BOURDEN |  | S181251626 | FF-58 | FF01 | 1500 | 30000501
I | 20001649 | ORPS_PURIFIED WATER_PROCESS WATER | PROCESS WATER DISTRIBUTION | METELER TOLEDO | EASYSENSE ORP41 | 8470676 | GF-20 | FF01 | 1500
I | 20001650 | ORPT_PURIFIED WATER_ON PANEL | ON PANEL | METELER TOLEDO | M200 | 1239397175 | GF-20 | FF01 | 1500
I | 20001651 | FT_PURIFIED WATER_PW RETURN LOOP | PW LOOP RETURN | KROHNE MARSHALL |  | L19402280 | FF-58 | FF01 | 1500 | 30000501
I | 20001652 | LT_PURIFIED WATER_RO FEED TANK | RO FEED TANK | SPINK CONTROL | SC-701 | 18/7142 | FF-58 | FF01 | 1500 | 30000501
I | 20001653 | TST_PURIFIED WATER_PW STORAGE TANK | ON PW STARAGE TANK | RADIX | PT-100 |  | FF-58 | FF01 | 1500 | 30000501
I | 20001654 | PG_PURIFIED WATER_SANITARY PUMP OUTLET | SANITARY PUMP OUTLET | GAUGES BOURDEN | LFHYG-V | 91812524873 | FF-58 | FF01 | 1500 | 30000501
I | 20001655 | PG_PURIFIED WATER_LOOP RETURN LINE | RETURN LOOP LINE | GAUGES BOURDEN | LFHYG-C | 91812524897 | FF-58 | FF01 | 1500 | 30000501
I | 20001656 | PG_PURIFIED WATER_CHILLED WATER OUT | CHILLED WATER OUT LINE | GAUGES BOURDEN | LFBSPG-V-U | 91812524881 | FF-58 | FF01 | 1500 | 30000501
I | 20001657 | CG_PURIFIED WATER_PW STORAGE TANK | ON PW STARAGE TANK | GAUGES BOURDEN | LFHYG-V | 1812524878 | FF-58 | FF01 | 1500 | 30000501
I | 20001658 | CTS_PURIFIED WATER_RETURN LOOP LINE | RETURN LOOP LINE | METTLER TOLEDO | UNICOND SENSOR | 5818390452 | FF-58 | FF01 | 1500 | 30000501
I | 20001659 | CTT_PURIFIED WATER_RETURN LOOP LINE | RETURN LOOP LINE | METTLER TOLEDO | M200 | 1239397277 | FF-58 | FF01 | 1500 | 30000501
I | 20001660 | CTS_PURIFIED WATER_SUPPLY LOOP LINE | SUPPLY LOOP LINE | METTLER TOLEDO | UNICOND SENSOR | 5818410598 | FF-58 | FF01 | 1500 | 30000501
I | 20001661 | CTT_PURIFIED WATER_SUPPLY LOOP LINE | SUPPLY LOOP LINE | METTLER TOLEDO | M200 | 1239397153 | FF-58 | FF01 | 1500 | 30000501
I | 20001662 | FT_PURIFIED WATER_RO RETURN LOOP | RO LOOP RETURN | KROHNE MARSHALL | FLOWIRL 8700 VERTEX | I192000000003597 | FF-58 | FF01 | 1500 | 30000501
I | 20001663 | TST_PURIFIED WATER_RETURN LOOP LINE | RETURN LOOP LINE TEMPERATURE | RADIX | PT-100 | 218042522 | FF-58 | FF01 | 1500 | 30000501
I | 20001664 | TST_PURIFIED WATER_HEAT EXCH.OUT TEMP | HEAT EXCHANGE OUT TEMPERATURE | RADIX | PT-100 | 218039661 | FF-58 | FF01 | 1500 | 30000501
I | 20001665 | LT_PURIFIED WATER_PW STORAGE TANK | PURIFIED WATER STORAGE TANK | ENDRESS & HAUSER | LQUICAP MFM152 |  | FF-58 | FF01 | 1500 | 30000501
I | 20001666 | TOCA_PURIFIED WATER_S& D RETURN LOOP | S & D RETURN LOOP | CHECKPOINT |  | 18082090 | FF-58 | FF01 | 1500 | 30000501
I | 20001667 | PHS_PURIFIED WATER_BEFORE RO | BEFORE RO | METTLER TOLEDO | EASYSENSE pH31 |  | FF-58 | FF01 | 1500 | 30000501
I | 20001668 | PHT_PURIFIED WATER_BEFORE RO | AFTER RO/BEFORE EDI | METTLER TOLEDO | M200 - 2 CHANNEL | 1239437336 | FF-58 | FF01 | 1500 | 30000501
I | 20001669 | CTS_PURIFIED WATER_EDI CONCENTRATION OUT | AFTER RO/BEFORE EDI | METTLER TOLEDO | EASYSENSE COND 71 |  | FF-58 | FF01 | 1500 | 30000501
I | 20001670 | CTS_PURIFIED WATER_AFTER RO | AFTER RO | METTLER TOLEDO | EASYSENSE COND 71 | 5818410996 | FF-58 | FF01 | 1500 | 30000501
I | 20001671 | CTS_PURIFIED WATER_AFTER EDI | AFTER EDI | METTLER TOLEDO | EASYSENSE COND 71 | 5818411215 | FF-58 | FF01 | 1500 | 30000501
I | 20001672 | CTT_PURIFIED WATER_ON PANEL | ON PANEL | METTLER TOLEDO | M200 - 2 CHANNEL | 1239437319 | FF-58 | FF01 | 1500 | 30000501
I | 20001673 | FT_PURIFIED WATER_FEED LINE | BEFORE RO FEED LINE | KROHNE MARSHALL | M40 | 1.8E+13 | FF-58 | FF01 | 1500 | 30000501
I | 20001674 | FT_PURIFIED WATER_AFTER EDI | AFTER EDI | KROHNE MARSHALL | M40 | 1.8E+13 | FF-58 | FF01 | 1500 | 30000501
I | 20001675 | FT_PURIFIED WATER_RO REJECT | RO REJECT | KROHNE MARSHALL | M40 | 1.8E+13 | FF-58 | FF01 | 1500 | 30000501
I | 20001676 | FT_PURIFIED WATER_EDI INLET | EDI INLET | KROHNE MARSHALL | M40 | 1.8E+13 | FF-58 | FF01 | 1500 | 30000501
I | 20001677 | PT_PURIFIED WATER_FEED WATER INLET | FEED WATER INLET | BAUMER |  |  | FF-58 | FF01 | 1500 | 30000501
I | 20001678 | PT_PURIFIED WATER_HP PUMP INLET | HIGH PRESSURE PUMP IN | BAUMER |  |  | FF-58 | FF01 | 1500 | 30000501
I | 20001679 | PT_PURIFIED WATER_HP PUMP INLET | AFTER RO | BAUMER |  |  | FF-58 | FF01 | 1500 | 30000501
I | 20001680 | PT_PURIFIED WATER_AFTER EDI CONS. TANK | AFTER EDI CONSTRATION TANK | BAUMER |  |  | FF-58 | FF01 | 1500 | 30000501
I | 20001681 | PT_PURIFIED WATER_EDI OUTLET | EDI OUTLET | BAUMER |  |  | FF-58 | FF01 | 1500 | 30000501
I | 20001682 | PT_PURIFIED WATER_HP PUMP OUTLET | HIGH PRESSURE PUMP OUT | BAUMER |  |  | FF-58 | FF01 | 1500 | 30000501
I | 20001683 | PG_PURIFIED WATER_HP PUMP OUT | HIGH PRESSURE PUMP OUT | GAUGES BOURDEN | LFHYG-V | 1812524876 | FF-58 | FF01 | 1500 | 30000501
I | 20001684 | PG_PURIFIED WATER_BEFORE RO SYSTEM | BEFORE RO SYSTEM | GAUGES BOURDEN | LFHYG-V | 1812524875 | FF-58 | FF01 | 1500 | 30000501
I | 20001685 | TST_PURIFIED WATER_BEFORE RO SYSTEM | BEFORE RO SYSTEM | RADIX | PT-100 | 218053795 | FF-58 | FF01 | 1500 | 30000501
I | 20001686 | TST_PURIFIED WATER_EDI OUTLET | EDI OUTLET | RADIX | PT-100 | 21805796 | FF-58 | FF01 | 1500 | 30000501
I | 20001687 | CG_HPHV STEAM STERILIZER_JACKET PRESS | JACKET PRESSURE | FORBES MARSHALL |  | 4H18011635 | FF-43 | QCFF | 1500 | 40000233
I | 20001688 | CG_HPHV STEAM STERILIZER_CHAMBER PRESS | CHAMBER PRESSURE | FORBES MARSHALL |  | 4H18011681 | FF-43 | QCFF | 1500 | 40000233
I | 20001689 | CG_HPHV STEAM STERILIZER_LD GASKET | LD GASKET PRESSURE | FORBES MARSHALL |  | 4H18011704 | FF-43 | QCFF | 1500 | 40000233
I | 20001690 | CG_HPHV STEAM STERILIZER_ULD GASKET | ULD GASKET PRESSURE | FORBES MARSHALL |  | 4H18011640 | FF-43 | QCFF | 1500 | 40000233
I | 20001691 | CG_HPHV STEAM STERILIZER_CHAMBER PRESS | CHAMBER PRESSURE | FORBES MARSHALL |  | 4H18011698 | FF-49 | QCFF | 1500 | 40000233
I | 20001692 | CG_HPHV STEAM STERILIZER_ULD GASKET | ULD GASKET PRESSURE | FORBES MARSHALL |  | 4H18011688 | FF-49 | QCFF | 1500 | 40000233
I | 20001693 | PG_HPHV STEAM STERILIZER_STEAM PRE | STEAM GEN. PRESSURE | FORBES MARSHALL |  | 4H18041307 | FF-43 | QCFF | 1500 | 40000233
I | 20001694 | PG_HPHV STEAM STERLIZER_DOOR GASKET | DOOR GASKET | JANATICS |  |  | FF-43 | QCFF | 1500 | 40000233
I | 20001695 | PG_HPHV STEAM STERILIZER_DOOR CYLINDER | DOOR CYLENDER | JANATICS |  |  | FF-43 | QCFF | 1500 | 40000233
I | 20001696 | PG_HPHV STEAM STERILIZER_MAIN AIR | MAIN AIR PRESSURE | JANATICS |  |  | FF-43 | QCFF | 1500 | 40000233
I | 20001697 | TS_HPHV STEAM STERILIZER_CHAMBER | INSIDE CHAMBER | RADIX | PT-100 |  | FF-43 | QCFF | 1500 | 40000233
I | 20001698 | TS_HPHV_CHAMBER _REPALCED WITH 20002302 | INSIDE CHAMBER | RADIX | PT-100 |  | FF-43 | QCFF | 1500 | 40000233
I | 20001699 | TS_HPHV STEAM STERILIZER_CHAMBER | INSIDE CHAMBER | RADIX | PT-100 |  | FF-43 | QCFF | 1500 | 40000233
I | 20001700 | TS_HPHV_CHAMBER _REPALCED WITH 20002303 | INSIDE CHAMBER | RADIX | PT-100 |  | FF-43 | QCFF | 1500 | 40000233
I | 20001701 | TS_HPHV STEAM STERILIZER_CHAMBER | DRAIN LINE | RADIX | PT-100 |  | FF-43 | QCFF | 1500 | 40000233
I | 20001702 | TT_HPHV STEAM STERILIZER_IN PANEL | IN PANEL | RADIX |  | 118010042 | FF-43 | QCFF | 1500 | 40000233
I | 20001703 | TT_HPHV STEAM STERILIZER_IN PANEL | IN PANEL | RADIX |  | 118010064 | FF-43 | QCFF | 1500 | 40000233
I | 20001704 | TT_HPHV STEAM STERILIZER_IN PANEL | IN PANEL | RADIX |  | 118010049 | FF-43 | QCFF | 1500 | 40000233
I | 20001705 | TT_HPHV STEAM STERILIZER_IN PANEL | IN PANEL | RADIX |  | 118010081 | FF-43 | QCFF | 1500 | 40000233
I | 20001706 | TT_HPHV STEAM STERILIZER_IN PANEL | IN PANEL | RADIX |  | 118010060 | FF-43 | QCFF | 1500 | 40000233
I | 20001707 | SCR_HPHV STEAM STERILIZER_ON PANEL | ON PANEL | YOKOGAWA | 436106 | S5U908390 | FF-43 | QCFF | 1500 | 40000233
I | 20001708 | PG_ETP_EFLUENT TRANSFER PUMP-A | EFLUENT RANSFER PUMP-A | GAUGES BOURDEN | LFBSPG-V | 1902532561 |  | UTPS | 1500 | 30000499
I | 20001709 | PG_ETP_EFLUENT TRANSFER PUMP-A | EFLUENT RANSFER PUMP-B | GAUGES BOURDEN | LFBSPG-V | 1902532562 |  | UTPS | 1500 | 30000499
I | 20001710 | PG_ETP_TUBE SETTLER-1 PUMP-A OUT | TUBE SETTLER -1 PUMP -A OUT | GAUGES BOURDEN | LFBSPG-V | 1902532563 |  | UTPS | 1500 | 30000499
I | 20001711 | PG_ETP_TUBE SETTLER-1 PUM -B OUT | TUBE SETTLER -1 PUMP -B OUT | GAUGES BOURDEN | LFBSPG-V | 1902532564 |  | UTPS | 1500 | 30000499
I | 20001712 | PG_ETP_TUBE SETTLER-2 PUMP-A OUT | TUBE SETTLER -2 PUMP -A OUT | GAUGES BOURDEN | LFBSPG-V | 1902532565 |  | UTPS | 1500 | 30000499
I | 20001713 | PG_ETP_TUBE SETTLER-2 PUMP-B OUT | TUBE SETTLER -2PUMP -B OUT | GAUGES BOURDEN | LFBSPG-V | 1902532566 |  | UTPS | 1500 | 30000499
I | 20001714 | PG_ETP_CHLORINATION SUMP PUMP-A OUT | CLORINATION SUMP PUMP-A OUT | GAUGES BOURDEN | LFBSPG-V | 1902532567 |  | UTPS | 1500 | 30000499
I | 20001715 | PG_ETP_CHLORINATION SUMP PUMP-B OUT | CLORINATION SUMP PUMP-B OUT | GAUGES BOURDEN | LFBSPG-V | 1902532568 |  | UTPS | 1500 | 30000499
I | 20001716 | PG_ETP_MGF INLET | MGF INLET | GAUGES BOURDEN | LFBSPG-V | 1902532569 |  | UTPS | 1500 | 30000499
I | 20001717 | PG_ETP_MGF OUTLET | MGF OUTLET | GAUGES BOURDEN | LFBSPG-V | 1902532571 |  | UTPS | 1500 | 30000499
I | 20001718 | PG_ETP_ACF INLET | ACF INLET | GAUGES BOURDEN | LFBSPG-V | 1902532573 |  | UTPS | 1500 | 30000499
I | 20001719 | PG_ETP_ACF OUTLET | ACF OUTLET | GAUGES BOURDEN | LFBSPG-V | 1902532574 |  | UTPS | 1500 | 30000499
I | 20001720 | PG_ETP_FINAL SUMP PUMP-A OUTLET | FINAL SUMP PUMP-A OUTLET | GAUGES BOURDEN | LFBSPG-V | 1902532575 |  | UTPS | 1500 | 30000499
I | 20001721 | PG_ETP_FINAL SUMP PUMP-B OUTLET | FINAL SUMP PUMP-B OUTLET | GAUGES BOURDEN | LFBSPG-V | 1902532576 |  | UTPS | 1500 | 30000499
I | 20001722 | PG_ETP_FILTER PRESS FEED PUMP-B OUT | FILTER PRESS FEED PUMP-B OUT | GAUGES BOURDEN | LFHYG-V | 1902532577 |  | UTPS | 1500 | 30000499
I | 20001723 | PG_ETP_FILTER PRESS FEED PUMP-A OUT | FILTER PRESS FEED PUMP-A OUT | GAUGES BOURDEN | LFHYG-V | 1902532580 |  | UTPS | 1500 | 30000499
I | 20001724 | PG_ETP_AIR BLOWER OUTLET-A | AIR BLOWER OUTLET-A | ITEC |  |  |  | UTPS | 1500 | 30000499
I | 20001725 | PG_ETP_AIR BLOWER OUTLET-B | AIR BLOWER OUTLET-B | ITEC |  |  |  | UTPS | 1500 | 30000499
I | 20001726 | PG_ETP_ON FILTER PRESS POWER PACK | ON FILTER PRESS POWER PACK | MICRO |  |  |  | UTPS | 1500 | 30000499
I | 20001727 | PG_ETP_ON FILTER PRESS FEED PUMP | ON FILTER PRESS FEED PUMP | SWIZER | DM601 | PS2309A19 |  | UTPS | 1500 | 30000499
I | 20001728 | PS_ETP_EQUALIZATION TANK | EQUILIZATION TANK | TECKTROLL |  |  |  | UTPS | 1500 | 30000499
I | 20001729 | LS_ETP_CHLORINATION 2KL TANK | CHLORINATION 2 KL TANK | TECKTROLL |  |  |  | UTPS | 1500 | 30000499
I | 20001730 | LS_ETP_FINAL SUMP 10KL TANK | FINAL SUMP 10 KL TANK | TECKTROLL |  |  |  | UTPS | 1500 | 30000499
I | 20001731 | LS_ETP_SLUDGE SUMP 2KL TANK | SLUG SUMP 2 KL TANK | TECKTROLL |  |  |  | UTPS | 1500 | 30000499
I | 20001732 | TS_AHU-F04_ON RETURN AIR DUCT | ON RETURN AUR DUCT | DWYER | TE-DFG-E0844-00 |  | FF-60 | FF01 | 1500 | 30000473
I | 20001733 | DPS_AHU-F04_PRE FILTER | ACROSS PRE FILTER | DWYER | ADPS-03-2-N-0EM |  | FF-60 | FF01 | 1500 | 30000473
I | 20001734 | DPS_AHU-F04_FINE FILTER | ON AHU | DWYER | ADPS-03-2-N-0EM |  | FF-60 | FF01 | 1500 | 30000473
I | 20001735 | DPS_AHU-G22_PRE FILTER | ACROSS PRE FILTER | DWYER | ADPS-03-2-N-0EM |  | FF-15 | FF01 | 1500 | 30000521
I | 20001736 | RHTT_AHU-F05_COOLING ZONE | COOLING ZONE | DWYER | RHP-2D22 |  | FF-60 | FF01 | 1500 | 30000474
I | 20001737 | DPS_AHU-F05_ON AHU | ON AHU | DWYER | ADPS-03-2-N-0EM |  | FF-60 | FF01 | 1500 | 30000474
I | 20001738 | DPS_AHU-F05_ON AHU | ON AHU | DWYER | ADPS-03-2-N-0EM |  | FF-60 | FF01 | 1500 | 30000474
I | 20001739 | DPT_AHU-F05_ON AHU | ON AHU | DWYER | MS-311 |  | FF-60 | FF01 | 1500 | 30000474
I | 20001740 | DF_RHTT_AHU-F06_ON RETURN AIR DUCT | ON RETURN AIR DUCT | DWYER | RHP-2D22 |  | FF-60 | FF01 | 1500 | 30000475
I | 20001741 | DPS_AHU-F06_ON AHU | ON AHU | DWYER | ADPS-03-2-N-0EM |  | FF-60 | FF01 | 1500 | 30000475
I | 20001742 | DPS_AHU-F06_ON AHU | ON AHU | DWYER | ADPS-03-2-N-0EM |  | FF-60 | FF01 | 1500 | 30000475
I | 20001743 | DPT_AHU-F06_MLT ROOM-1 | MLT ROOM 1 | DWYER | MS-311 |  | FF-60 | FF01 | 1500 | 30000475
I | 20001744 | RHTT_AHU-F07_MLT ROOM-2 | MLT ROOM 2 | DWYER | RHP-2D22 |  | FF-60 | FF01 | 1500 | 30000476
I | 20001745 | DPS_AHU-F07_PRE FILTER | ON AHU | DWYER | ADPS-03-2-N-0EM |  | FF-60 | FF01 | 1500 | 30000476
I | 20001746 | DPS_AHU-F07_FINE FILTER | ON AHU | DWYER | ADPS-03-2-N-0EM |  | FF-60 | FF01 | 1500 | 30000476
I | 20001747 | DPT_AHU-F07_MLT ROOM-2 | MLT ROOM 2 | DWYER | MS-311 |  | FF-60 | FF01 | 1500 | 30000476
I | 20001748 | DUPS_AHU-F01_IN AHU | ON RETURN AIR DUCT | DWYER | RHP3W44 |  | FF-15 | FF01 | 1500 | 30000470
I | 20001749 | DPS_AHU-F01_PRE FILTER | ON AHU | DWYER | ADPS-03-2-N-0EM |  | FF-15 | FF01 | 1500 | 30000470
I | 20001750 | DPS_AHU-F01_FINE FILTER | ON AHU | DWYER | ADPS-03-2-N-0EM |  | FF-15 | FF01 | 1500 | 30000470
I | 20001751 | DPS_AHU-G22_FINE FILTER | ACROSS FINE FILTER | DWYER | ADPS-03-2-N-0EM |  | FF-15 | FF01 | 1500 | 30000521
I | 20001752 | TS_AHU-F02_ON RETURN AIR DUCT | ON RETURN AIR DUCT | DWYER | TE-DFG-E0844-00 |  | FF-15 | FF02 | 1500 | 30000471
I | 20001753 | DPS_AHU-F02_PRE FILTER | ON AHU | DWYER | ADPS-03-2-N-0EM |  | FF-15 | FF02 | 1500 | 30000471
I | 20001754 | DPS_AHU-F02_FINE FILTER | ON AHU | DWYER | ADPS-03-2-N-0EM |  | FF-15 | FF02 | 1500 | 30000471
I | 20001755 | DPS_FDV-EB-G01_PRE FILTER | ACROSS PRE FILTER | DWYER | ADPS-03-2-N-0EM |  | FF-15 | FF01 | 1500 | 30000481
I | 20001756 | TS_AHU-F03_ON RETURN AIR DUCT | ON RETURN AIR DUCT | DWYER | TE-DFG-E0844-00 |  | FF-15 | FF02 | 1500 | 30000472
I | 20001757 | DPS_AHU-F03_PRE FILTER | ON AHU | DWYER | ADPS-03-2-N-0EM |  | FF-15 | FF02 | 1500 | 30000472
I | 20001758 | DPS_AHU-F03_FINE FILTER | ON AHU | DWYER | ADPS-03-2-N-0EM |  | FF-15 | FF02 | 1500 | 30000472
I | 20001759 | DPS_FDV-F2-EB_PRE FILTER | ACROSS PRE FILTER | DWYER | ADPS-03-2-N-0EM |  | FF-15 | FF02 | 1500 | 30000484
I | 20001760 | RHTT_AHU-G08_ON RETURN AIR DUCT | ON RETURN AIR DUCT | DWYER | RHP-2D22 |  | FF-15 | FF01 | 1500 | 30000454
I | 20001761 | DPS_AHU-G08_PRE FILTER | ON AHU | DWYER | ADPS-03-2-N-0EM |  | FF-15 | FF01 | 1500 | 30000454
I | 20001762 | DPS_AHU-G08_FINE FILTER | ON AHU | DWYER | ADPS-03-2-N-0EM |  | FF-15 | FF01 | 1500 | 30000454
I | 20001763 | DPT_AHU-G08_ON AHU | ON AHU | DWYER | MS-311 |  | FF-15 | FF01 | 1500 | 30000454
I | 20001764 | RHTT_AHU-G08A_ON RETURN AIR DUCT | ON RETURN AIR DUCT | DWYER | RHP-2D22 |  | FF-15 | FF01 | 1500 | 30000455
I | 20001765 | DPS_AHU-G08A_PRE FILTER | ON AHU | DWYER | ADPS-03-2-N-0EM |  | FF-15 | FF01 | 1500 | 30000455
I | 20001766 | DPS_AHU-G08A_FINE FILTER | ON AHU | DWYER | ADPS-03-2-N-0EM |  | FF-15 | FF01 | 1500 | 30000455
I | 20001767 | DPT_AHU-G08A_ON AHU | ON AHU | DWYER | MS-311 |  | FF-15 | FF01 | 1500 | 30000455
I | 20001768 | RHTT_AHU-G09_ON RETURN AIR DUCT | ON RETURN AUR DUCT | DWYER | RHP-2D22 |  | FF-15 | FF01 | 1500 | 30000456
I | 20001769 | DPS_AHU-G09_PRE FILTER | ON AHU | DWYER | ADPS-03-2-N-0EM |  | FF-15 | FF01 | 1500 | 30000456
I | 20001770 | DPS_AHU-G09_FINE FILTER | ON AHU | DWYER | ADPS-03-2-N-0EM |  | FF-15 | FF01 | 1500 | 30000456
I | 20001771 | DPT_AHU-G09_ON AHU | ON AHU | DWYER | MS-311 |  | FF-15 | FF01 | 1500 | 30000456
I | 20001772 | RHTT_AHU-G10_ON RETURN AIR DUCT | ON RETURN AUR DUCT | DWYER | RHP-2D22 |  | FF-15 | FF01 | 1500 | 30000457
I | 20001773 | DPS_AHU-G10_PRE FILTER | ON AHU | DWYER | ADPS-03-2-N-0EM |  | FF-15 | FF01 | 1500 | 30000457
I | 20001774 | DPS_AHU-G10_FINE FILTER | ON AHU | DWYER | ADPS-03-2-N-0EM |  | FF-15 | FF01 | 1500 | 30000457
I | 20001775 | DPT_AHU-G10_ON AHU | ON AHU | DWYER | MS-311 |  | FF-15 | FF01 | 1500 | 30000457
I | 20001776 | RHTT_AHU-G11_ON RETURN AIR DUCT | ON RETURN AIR DUCT | DWYER | RHP-2D22 |  | FF-15 | FF01 | 1500 | 30000458
I | 20001777 | DPS_AHU-G11_PRE FILTER | ON AHU | DWYER | ADPS-03-2-N-0EM |  | FF-15 | FF01 | 1500 | 30000458
I | 20001778 | DPS_AHU-G11_FINE FILTER | ON AHU | DWYER | ADPS-03-2-N-0EM |  | FF-15 | FF01 | 1500 | 30000458
I | 20001779 | DPT_AHU-G11_ON AHU | ON AHU | DWYER | MS-311 |  | FF-15 | FF01 | 1500 | 30000458
I | 20001780 | RHTT_AHU-G12_ON RETURN AIR DUCT | ON RETURN AIR DUCT | DWYER | RHP-2D22 |  | FF-15 | FF01 | 1500 | 30000459
I | 20001781 | DPS_AHU-G12_PRE FILTER | ON AHU | DWYER | ADPS-03-2-N-0EM |  | FF-15 | FF01 | 1500 | 30000459
I | 20001782 | DPS_AHU-G12_FINE FILTER | ON AHU | DWYER | ADPS-03-2-N-0EM |  | FF-15 | FF01 | 1500 | 30000459
I | 20001783 | DPT_AHU-G12_ON AHU | ON AHU | DWYER | MS-311 |  | FF-15 | FF01 | 1500 | 30000459
I | 20001784 | RHTT_AHU-G13_ON RETURN AIR DUCT | ON RETURN AIR DUCT | DWYER | RHP-2D22 |  | FF-15 | FF01 | 1500 | 30000460
I | 20001785 | DPS_AHU-G13_PRE FILTER | ON AHU | DWYER | ADPS-03-2-N-0EM |  | FF-15 | FF01 | 1500 | 30000460
I | 20001786 | DPS_AHU-G13_FINE FILTER | ON AHU | DWYER | ADPS-03-2-N-0EM |  | FF-15 | FF01 | 1500 | 30000460
I | 20001787 | DPT_AHU-G13_ON AHU | ON AHU | DWYER | MS-311 |  | FF-15 | FF01 | 1500 | 30000460
I | 20001788 | RHTT_AHU-G14_ON RETURN AIR DUCT | ON RETURN AIR DUCT | DWYER | RHP-2D22 |  | FF-15 | FF01 | 1500 | 30000461
I | 20001789 | DPS_AHU-G14_PRE FILTER | ON AHU | DWYER | ADPS-03-2-N-0EM |  | FF-15 | FF01 | 1500 | 30000461
I | 20001790 | DPS_AHU-G14_FINE FILTER | ON AHU | DWYER | ADPS-03-2-N-0EM |  | FF-15 | FF01 | 1500 | 30000461
I | 20001791 | DPT_AHU-G14_ON AHU | ON AHU | DWYER | MS-311 |  | FF-15 | FF01 | 1500 | 30000461
I | 20001792 | RHTT_AHU-G15_ON RETURN AIR DUCT | ON RETURN AIR DUCT | DWYER | RHP-2D22 |  | FF-15 | FF01 | 1500 | 30000462
I | 20001793 | DPS_AHU-G15_PRE FILTER | ON AHU | DWYER | ADPS-03-2-N-0EM |  | FF-15 | FF01 | 1500 | 30000462
I | 20001794 | DPS_AHU-G15_FINE FILTER | ON AHU | DWYER | ADPS-03-2-N-0EM |  | FF-15 | FF01 | 1500 | 30000462
I | 20001795 | DPT_AHU-G15_ON AHU | ON AHU | DWYER | MS-311 |  | FF-15 | FF01 | 1500 | 30000462
I | 20001796 | TS_AHU-G16_ON RETURN AIR DUCT | ON RETURN AUR DUCT | DWYER | TE-DFG-E0844-00 |  | FF-15 | FF01 | 1500 | 30000463
I | 20001797 | DPS_AHU-G16_PRE FILTER | ON AHU | DWYER | ADPS-03-2-N-0EM |  | FF-15 | FF01 | 1500 | 30000463
I | 20001798 | DPS_AHU-G16_FINE FILTER | ON AHU | DWYER | ADPS-03-2-N-0EM |  | FF-15 | FF01 | 1500 | 30000463
I | 20001799 | DPT_AHU-G16_ON AHU | ON AHU | DWYER | MS-311 |  | FF-15 | FF01 | 1500 | 30000463
I | 20001800 | TS_AHU-G17_ON RETURN AIR DUCT | ON RETURN AUR DUCT | DWYER | TE-DFG-E0844-00 |  | FF-15 | FF01 | 1500 | 30000464
I | 20001801 | DPS_AHU-G17_PRE FILTER | ON AHU | DWYER | ADPS-03-2-N-0EM |  | FF-15 | FF01 | 1500 | 30000464
I | 20001802 | DPS_AHU-G17_FINE FILTER | ON AHU | DWYER | ADPS-03-2-N-0EM |  | FF-15 | FF01 | 1500 | 30000464
I | 20001803 | DPS_AHU-FO4_ON AHU | ON AHU | DWYER | MS-311 |  | FF-60 | FF01 | 1500 | 30000473
I | 20001804 | TS_AHU-G17A_ON RETURN AIR DUCT | ON RETURN AUR DUCT | DWYER | TE-DFG-E0844-00 |  | FF-15 | FF01 | 1500 | 30000465
I | 20001805 | DPS_AHU-G17_PRE FILTER | ON AHU | DWYER | ADPS-03-2-N-0EM |  | FF-15 | FF01 | 1500 | 30000465
I | 20001806 | DPS_AHU-G17_FINE FILTER | ON AHU | DWYER | ADPS-03-2-N-0EM |  | FF-15 | FF01 | 1500 | 30000465
I | 20001807 | DP TRANSMITTER_AHU G17A | ON AHU | DWYER | MS-311 |  | FF-15 | FF01 | 1500 | 30000465
I | 20001808 | TS_AHU-G18_ON RETURN AIR DUCT | ON RETURN AUR DUCT | DWYER | TE-DFG-E0844-00 |  | FF-60 | FF01 | 1500 | 30000466
I | 20001809 | DPS_AHU-G18_PRE FILTER | ON AHU | DWYER | ADPS-03-2-N-0EM |  | FF-60 | FF01 | 1500 | 30000466
I | 20001810 | DPS_AHU-G18_FINE FILTER | ON AHU | DWYER | ADPS-03-2-N-0EM |  | FF-60 | FF01 | 1500 | 30000466
I | 20001811 | DPT_AHU-G18_ON AHU | ON AHU | DWYER | MS-311 |  | FF-60 | FF01 | 1500 | 30000466
I | 20001812 | RHTT_AHU-G19_ON RETURN AIR DUCT | ON RETURN AIR DUCT | DWYER | RHP-2D22 |  | FF-15 | FF02 | 1500 | 30000467
I | 20001813 | DPS_AHU-G19_PRE FILTER | ON AHU | DWYER | ADPS-03-2-N-0EM |  | FF-15 | FF02 | 1500 | 30000467
I | 20001814 | DPS_AHU-G19_FINE FILTER | ON AHU | DWYER | ADPS-03-2-N-0EM |  | FF-15 | FF02 | 1500 | 30000467
I | 20001815 | DPT_AHU-G19_ON AHU | ON AHU | DWYER | MS-311 |  | FF-15 | FF02 | 1500 | 30000467
I | 20001816 | RHTT_AHU-G20_ON RETURN AIR DUCT | ON RETURN AIR DUCT | DWYER | RHP-2D22 |  | FF-60 | FF01 | 1500 | 30000468
I | 20001817 | DPS_AHU-G20_PRE FILTER | ON AHU | DWYER | ADPS-03-2-N-0EM |  | FF-60 | FF01 | 1500 | 30000468
I | 20001818 | DPS_AHU-G20_FINE FILTER | ON AHU | DWYER | ADPS-03-2-N-0EM |  | FF-60 | FF01 | 1500 | 30000468
I | 20001819 | DPT_AHU-G20_ON AHU | ON AHU | DWYER | MS-311 |  | FF-60 | FF01 | 1500 | 30000468
I | 20001820 | RHTT_AHU-G21_ON RETURN AIR DUCT | ON RETURN AIR DUCT | DWYER | RHP-2D22 |  | FF-15 | FF01 | 1500 | 30000469
I | 20001821 | DPS_AHU-G21_PRE FILTER | ON AHU | DWYER | ADPS-03-2-N-0EM |  | FF-15 | FF01 | 1500 | 30000469
I | 20001822 | DPS_AHU-G21_FINE FILTER | ON AHU | DWYER | ADPS-03-2-N-0EM |  | FF-15 | FF01 | 1500 | 30000469
I | 20001823 | DPT_AHU-G21_ON AHU | ON AHU | DWYER | MS-311 |  | FF-15 | FF01 | 1500 | 30000469
I | 20001824 | RHTT_AHU-G01_ON RETURN AIR DUCT | ON RETURN AIR DUCT | DWYER | RHP-2D22 |  | FF-15 | FF01 | 1500 | 30000447
I | 20001825 | DPS_AHU-G01_PRE FILTER | ON AHU | DWYER | ADPS-03-2-N-0EM |  | FF-15 | FF01 | 1500 | 30000447
I | 20001826 | DPS_AHU-G01_FINE FILTER | ON AHU | DWYER | ADPS-03-2-N-0EM |  | FF-15 | FF01 | 1500 | 30000447
I | 20001827 | DPT_AHU-G01_ON AHU | ON AHU | DWYER | MS-311 |  | FF-15 | FF01 | 1500 | 30000447
I | 20001828 | RHTT_AHU-G02_ON RETURN AIR DUCT | ON RETURN AIR DUCT | DWYER | RHP-2D22 |  | FF-15 | FF01 | 1500 | 30000448
I | 20001829 | DPS_AHU-G02_PRE FILTER | ON AHU | DWYER | ADPS-03-2-N-0EM |  | FF-15 | FF01 | 1500 | 30000448
I | 20001830 | DPS_AHU-G02_FINE FILTER | ON AHU | DWYER | ADPS-03-2-N-0EM |  | FF-15 | FF01 | 1500 | 30000448
I | 20001831 | DPT_AHU-G02_ON AHU | ON AHU | DWYER | MS-311 |  | FF-15 | FF01 | 1500 | 30000448
I | 20001832 | RHTT_AHU-G03_ON RETURN AIR DUCT | ON RETURN AIR DUCT | DWYER | RHP-2D22 |  | FF-15 | FF01 | 1500 | 30000449
I | 20001833 | DPS_AHU-G03_PRE FILTER | ON AHU | DWYER | ADPS-03-2-N-0EM |  | FF-15 | FF01 | 1500 | 30000449
I | 20001834 | DPS_AHU-G03_FINE FILTER | ON AHU | DWYER | ADPS-03-2-N-0EM |  | FF-15 | FF01 | 1500 | 30000449
I | 20001835 | DPT_AHU-G03_ON AHU | ON AHU | DWYER | MS-311 |  | FF-15 | FF01 | 1500 | 30000449
I | 20001836 | RHTT_AHU-G04_ON RETURN AIR DUCT | ON RETURN AIR DUCT | DWYER | RHP-2D22 |  | FF-15 | FF01 | 1500 | 30000450
I | 20001837 | DPS_AHU-G04_PRE FILTER | ON AHU | DWYER | ADPS-03-2-N-0EM |  | FF-15 | FF01 | 1500 | 30000450
I | 20001838 | DPS_AHU-G04_FINE FILTER | ON AHU | DWYER | ADPS-03-2-N-0EM |  | FF-15 | FF01 | 1500 | 30000450
I | 20001839 | DPT_AHU-G04_ON AHU | ON AHU | DWYER | MS-311 |  | FF-15 | FF01 | 1500 | 30000450
I | 20001840 | RHTT_AHU-G05_ON RETURN AIR DUCT | ON RETURN AIR DUCT | DWYER | RHP-2D22 |  | FF-15 | FF01 | 1500 | 30000451
I | 20001841 | DPS_AHU-G05_PRE FILTER | ON AHU | DWYER | ADPS-03-2-N-0EM |  | FF-15 | FF01 | 1500 | 30000451
I | 20001842 | DPS_AHU-G05_FINE FILTER | ON AHU | DWYER | ADPS-03-2-N-0EM |  | FF-15 | FF01 | 1500 | 30000451
I | 20001843 | DPT_AHU-G05_ON AHU | ON AHU | DWYER | MS-311 |  | FF-15 | FF01 | 1500 | 30000451
I | 20001844 | RHTT_AHU-G06_ON RETURN AIR DUCT | ON RETURN AIR DUCT | DWYER | RHP-2D22 |  | FF-15 | FF02 | 1500 | 30000452
I | 20001845 | DPS_AHU-G06_PRE FILTER | ON AHU | DWYER | ADPS-03-2-N-0EM |  | FF-15 | FF02 | 1500 | 30000452
I | 20001846 | DPS_AHU-G06_FINE FILTER | ON AHU | DWYER | ADPS-03-2-N-0EM |  | FF-15 | FF02 | 1500 | 30000452
I | 20001847 | DPT_AHU-G06_ON AHU | ON AHU | DWYER | MS-311 |  | FF-15 | FF02 | 1500 | 30000452
I | 20001848 | RHTT_AHU-G07_ON RETURN AIR DUCT | ON RETURN AIR DUCT | DWYER | RHP-2D22 |  | FF-15 | FF01 | 1500 | 30000453
I | 20001849 | DPS_AHU-G07_PRE FILTER | ON AHU | DWYER | ADPS-03-2-N-0EM |  | FF-15 | FF01 | 1500 | 30000453
I | 20001850 | DPS_AHU-G07_FINE FILTER | ON AHU | DWYER | ADPS-03-2-N-0EM |  | FF-15 | FF01 | 1500 | 30000453
I | 20001851 | DPT_AHU-G07_ON AHU | ON AHU | DWYER | MS-311 |  | FF-15 | FF01 | 1500 | 30000453
I | 20001852 | PG_AIR DRYER_AIR RECEIVER TANK-01 | ON AIR RECEVER TANK-01 | TIPCO |  |  | GF-20 | FF01 | 1500 | 30000442
I | 20001853 | PG_AIR DRYER_AIR RECEIVER TANK-02 | AIR RECEVER TANK-02 | TIPCO |  |  | GF-20 | FF01 | 1500 | 30000442
I | 20001858 | TS_BLISTER PACKING M/C_FORMING TOP | HEATING TOP PLATE TEMP. | YOG ELECTRO | NA |  | GF-67 | PLGF | 1500 | 10000250
I | 20001859 | TS_BLISTER MINIBLIS_FORMING BOTTOM | HEATING BOTTOM PLATE TEMP. | YOG ELECTRO | NA |  | GF-67 | PLGF | 1500 | 10000250
I | 20001860 | TS_BLISTERMINIBLIS_SEALING PLATE | SEALING TOP PLATE TEMP. | YOG ELECTRO | NA |  | GF-67 | PLGF | 1500 | 10000250
I | 20001861 | TS_BLISTER MINIBLIS_EMBOSSING | FOR EMBOSSING TEMP.. | YOG ELECTRO | NA |  | GF-67 | PLGF | 1500 | 10000250
I | 20001862 | PG_BLISTER MINIBLIS_SHUTTLE FEEDING | SHUTTLE FEEDING | PNEUMAX | NA |  | GF-67 | PLGF | 1500 | 10000250
I | 20001863 | PG_BLISTER MINIBLIS_OVER PRINTING | OVER PRINTING STATION | PNEUMAX | NA |  | GF-67 | PLGF | 1500 | 10000250
I | 20001864 | PG_BLISTER MINIBLIS_OVER INDEXING | INDEXING STATION | PNEUMAX | NA |  | GF-67 | PLGF | 1500 | 10000250
I | 20001865 | PG_BLISTER MINIBLIS_MAIN FRL UNIT | MAIN FRL UNIT | PNEUMAX | NA |  | GF-67 | PLGF | 1500 | 10000250
I | 20001866 | PG_BLISTER MINIBLIS_TOP SEALING | TOP SEALING PRESSURE | PNEUMAX | NA |  | GF-67 | PLGF | 1500 | 10000250
I | 20001867 | TG_BLISTER MINIBLIS_C/W INLET LINE | COOLING WATER IN | ITECH | NA |  | GF-67 | PLGF | 1500 | 10000250
I | 20001868 | TG_BLISTER MINIBLIS_C/W INLET OUTLET | COOLING WATER OUT | ITECH | NA |  | GF-67 | PLGF | 1500 | 10000250
I | 20001869 | CG_BLISTER UHLMANN_ON VACUUM PUMP | ON VACUUM PUMP | ORION | NA |  | GF-50 | PDFG | 1500 | 10000252
I | 20001870 | PG_BLISTER UHLMANN_SEALING PRESSURE | SEALING PRESSURE | SMC | NA |  | GF-50 | PDFG | 1500 | 10000252
I | 20001871 | PG_BLISTER UHLMANN_AIR PREPARATION | AIR PREPARATION | SMC | NA |  | GF-50 | PDFG | 1500 | 10000252
I | 20001872 | PG_BLISTER UHLMANN_LOWERING LANE-1 | LOWERING LANE-1 | SMC | NA |  | GF-50 | PDFG | 1500 | 10000252
I | 20001873 | PG_BLISTER UHLMANN_LOWERING LANE-2 | LOWERING LANE-2 | SMC | NA |  | GF-50 | PDFG | 1500 | 10000252
I | 20001874 | PG_BLISTER UHLMANN_LOWERING LANE-3 | LOWERING LANE-3 | SMC | NA |  | GF-50 | PDFG | 1500 | 10000252
I | 20001875 | PG_BLISTER UHLMANN_EMPTY INDEX | EMPTY INDEX | SMC | NA |  | GF-50 | PDFG | 1500 | 10000252
I | 20001876 | PG_BLISTER UHLMANN_BLOWERING AIR REJECT | BLOWING AIR REJECT | SMC | NA |  | GF-50 | PDFG | 1500 | 10000252
I | 20001877 | PG_BLISTER UHLMANN_SINGLE REJECT TUCKER | SINGLE REJECT TUCKER | SMC | NA |  | GF-50 | PDFG | 1500 | 10000252
I | 20001878 | PG_BLISTER UHLMANN_FORMING AIR BAG | FORMING AIR BAG | SMC | NA |  | GF-50 | PDFG | 1500 | 10000252
I | 20001879 | PG_BLISTER UHLMANN_VALVE ISLAND | VALVE ISLAND | SMC | NA |  | GF-50 | PDFG | 1500 | 10000252
I | 20001880 | PG_BLISTER UHLMANN_ON REGULAT0R | ON REGULATOR | SMC | NA |  | GF-50 | PDFG | 1500 | 10000252
I | 20001881 | PG_BLISTER UHLMANN_DISTRIBUTION FEEDING | DISTRIBUTION FEEDING | SMC | NA |  | GF-50 | PDFG | 1500 | 10000252
I | 20001882 | CG_CARTONING M/C_ON VACUUM PUMP | ON VACUUM PUMP | ORION | NA |  | GF-52 | PDFG | 1500 | 10000253
I | 20001883 | PG_CARTONING M/C_ON MAIN REGULATOR | ON MAIN REGULATOR | SMC | NA |  | GF-52 | PDFG | 1500 | 10000253
I | 20001884 | PG_CARTONING M/C_ON FILTER | ON FILTER | SMC | NA |  | GF-52 | PDFG | 1500 | 10000253
I | 20001885 | PG_CARTONING M/C_LEAFLET REJECT | LEAFLET REJECT | SMC | NA |  | GF-52 | PDFG | 1500 | 10000253
I | 20001886 | PG_CARTONING M/C_CLUSTER PLATE | CLUSTER PLATE | SMC | NA |  | GF-52 | PDFG | 1500 | 10000253
I | 20001887 | PG_CARTONING M/C_PRODUCT ROLLER | PRODUCT ROLLER | SMC | NA |  | GF-52 | PDFG | 1500 | 10000253
I | 20001888 | PG_CARTONING M/C_LEAFLET PRE INSERT | LEAFLET PRE INSERT | SMC | NA |  | GF-52 | PDFG | 1500 | 10000253
I | 20001889 | PG_CARTONING M/C_CARTON FEEDER | CARTON FEEDER | SMC | NA |  | GF-52 | PDFG | 1500 | 10000253
I | 20001890 | PG_CARTONING M/C_FAULTY PACKAGE | FAULTY PACKAGE | SMC | NA |  | GF-52 | PDFG | 1500 | 10000253
I | 20001891 | PG_CARTONING M/C_OPEN LEAFLET CLIP | OPEN LEAFLET CLIP | SMC | NA |  | GF-52 | PDFG | 1500 | 10000253
I | 20001892 | PG_CARTONING M/C_SIDE FLAP RAIL | SIDE FLAP RAIL | SMC | NA |  | GF-52 | PDFG | 1500 | 10000253
I | 20001893 | PG_CARTONING M/C_TUCKER VACUUM BELT | TUCKER VACUUM BELT | SMC | NA |  | GF-52 | PDFG | 1500 | 10000253
I | 20001894 | PG_CARTONING M/C_RESERVE | RESERVE | SMC | NA |  | GF-52 | PDFG | 1500 | 10000253
I | 20001895 | PG_CARTONING M/C_VALVE CLUSTER | VALVE CLUSTER | SMC | NA |  | GF-52 | PDFG | 1500 | 10000253
I | 20001900 | DPT_COMPRESSION AREA-01 | COMPRESSION ROOM-01 | DWYER | DM-2004-LCD |  | GF-23 | PDFG | 1500
I | 20001901 | DPT_BLEND STORAGE | BLEND STORAGE | DWYER | DM-2004-LCD |  | GF-24 | PDFG | 1500
I | 20001902 | DPT_BLENDING AREA-1 | BLENDING ROOM | DWYER | DM-2004-LCD |  | GF-25 | PDFG | 1500
I | 20001903 | DPT_DRY GRANULATION | DRY GRANULATION | DWYER | DM-2004-LCD |  | GF-26 | PDFG | 1500
I | 20001904 | DPT_RM STAGING-1 | RM STAGING | DWYER | DM-2004-LCD |  | GF-27 | PDFG | 1500
I | 20001905 | DPT_ GRANULATION-1 | WET GRANULATION | DWYER | DM-2004-LCD |  | GF-28 | PDFG | 1500
I | 20001906 | DPT_BINDER PREPARATION ROOM | PASTE PREPARATION | DWYER | DM-2004-LCD |  | GF-53 | PDFG | 1500
I | 20001907 | DPT_DISPENSING ROOM-2 | DISPENSING-2 | DWYER | DM-2004-LCD |  | GF-54 | PDFG | 1500
I | 20001908 | DPT_DISPENSING ROOM-1 | DISPENSING-1 | DWYER | DM-2004-LCD |  | GF-57 | PDFG | 1500
I | 20001909 | DPT_CLEANED EQUIPMENT STORAGE AREA-1 | CLEAN EQUIPMENT STORAGE AREA-1 | DWYER | DM-2004-LCD |  | GF-38 | PDFG | 1500
I | 20001910 | DPT_ANCILLARY STORAGE AREA-1 | ANCILLARY STORAGE AREA-1 | DWYER | DM-2004-LCD |  | GF-37 | PDFG | 1500
I | 20001911 | DPT_SCRAP STAGING | SCRAP STAGING | DWYER | DM-2004-LCD |  | GF-31 | PDFG | 1500
I | 20001912 | DPT_DIE PUNCH STORAGE-1 | DIE PUNCH STORAGE-1 | DWYER | DM-2004-LCD |  | GF-32 | PDFG | 1500
I | 20001913 | DPT_PRODUCTION OFFICE | PRODUCTION OFFICE | DWYER | DM-2004-LCD |  | GF-33 | PDFG | 1500
I | 20001914 | DPT_COATING AREA-1 | COATING AREA-1 | DWYER | DM-2004-LCD |  | GF-35 | PDFG | 1500
I | 20001915 | DPT_SOLUTION PREPARATION ROOM | SOLUTION PREPARATION | DWYER | DM-2004-LCD |  | GF-34 | PDFG | 1500
I | 20001916 | DPT_MANUFACTURING CHANGE ROOM -1 | CHANGE ROOM -1 | DWYER | DM-2004-LCD |  | GF-45 | PDFG | 1500
I | 20001917 | DPT_A/L TO MANUFACTURING CHANGE ROOM-2 | CHANGE ROOM -2 | DWYER | DM-2004-LCD |  | GF-46 | PDFG | 1500
I | 20001918 | DPT_AIR LOCK CORRIDOR-3 | AIR LOCK | DWYER | DM-2004-LCD |  | GF-29 | PDFG | 1500
I | 20001919 | DPT_BOTTLE CLEANING AREA | BOTTOL CLEANING | DWYER | DM-2004-LCD |  | GF-47 | PDFG | 1500
I | 20001920 | DPT_POWDER FILLING,SEALING AND CAP AREA | POWDER FILLING ROOM | DWYER | DM-2004-LCD |  | GF-49 | PDFG | 1500
I | 20001921 | DPT_BLISTER FILLING AREA | BLISTER PACKING ROOM | DWYER | DM-2004-LCD |  | GF-50 | PDFG | 1500
I | 20001922 | DPT_SACHET FILLING AREA | SACHET FILLING AREA | DWYER | DM-2004-LCD |  | GF-51 | PDFG | 1500
I | 20001923 | DPT_CHANGE PART ROOM | CHANGE PART | DWYER | DM-2004-LCD |  | GF-44 | PDFG | 1500
I | 20001924 | DPT_TABLET/CAPSULE STORAGE AREA | TABLET CAPSULE STORAGE AREA | DWYER | DM-2004-LCD |  | GF-41 | PDFG | 1500
I | 20001925 | DPT_INSPECTION | INSPECTION ROOM | DWYER | DM-2004-LCD |  | GF-42 | PDFG | 1500
I | 20001926 | DPT_INSPECTED TABLET/CAPS STORAGE AREA | INSPECTED TABLET CAPSULE | DWYER | DM-2004-LCD |  | GF-43 | PDFG | 1500
I | 20001927 | DPT_UNCLEANED EQUIPMENT AREA-1 | BEEN WASHING UNCLEAN ROOM | DWYER | DM-2004-LCD |  | GF-39 | PDFG | 1500
I | 20001928 | DPT_CAPSULE FILLING AREA-1 | CAPSULE FILLING ROOM | DWYER | DM-2004-LCD |  | GF-22 | PDFG | 1500
I | 20001929 | DPT_WASHING AREA-1 | BEEN WASHING CLEAN SIDE ROOM | DWYER | DM-2004-LCD |  | GF-40 | PDFG | 1500
I | 20001930 | DPT_SPARE ROOM-2 | PILOT SPARE ROOM | DWYER | DM-2004-LCD |  | GF-68 | PLGF | 1500
I | 20001931 | DPT_SMALL SCALE BOTTLE PACK | PILOT BOTTOL PACKING ROOM | DWYER | DM-2004-LCD |  | GF-69 | PLGF | 1500
I | 20001932 | DPT_CAPSULE FILLING-2 | PILOT CAPSULE FILLING | DWYER | DM-2004-LCD |  | GF-63 | PLGF | 1500
I | 20001933 | DPT_CLEANED EQUIPMENT STORAGE AREA-2 | PILOT CLEAN EQUIPMENT AREA-2 | DWYER | DM-2004-LCD |  | GF-70 | PLGF | 1500
I | 20001934 | DPT_WASHING AREA-2 | PILOT WASH AREA | DWYER | DM-2004-LCD |  | GF-71 | PLGF | 1500
I | 20001935 | DPT_UNCLEAN EQUIP AREA TO WASHING AREA-2 | PILOT UNCLEAN TO WASH AREA | DWYER | DM-2004-LCD |  | GF-70 | PLGF | 1500
I | 20001936 | DPT_UNCLEANED EQUIPMENT AREA-2 | PILOT UNCLEAN AREA | DWYER | DM-2004-LCD |  | GF-72 | PLGF | 1500
I | 20001937 | DPT_ANCILLARY ROOM-2 | PILOT ANCILLARY AREA-2 | DWYER | DM-2004-LCD |  | GF-73 | PLGF | 1500
I | 20001938 | DPT_DISPENSING ROOM-3 | PILOT DISPENSING-3 | DWYER | DM-2004-LCD |  | GF-58 | PLGF | 1500
I | 20001939 | DPT_GRANULATION-2 | PILOT GRANULATION-2 | DWYER | DM-2004-LCD |  | GF-59 | PLGF | 1500
I | 20001940 | DPT_COMPRESSION-2 | PILOT COMPRESSION-2 | DWYER | DM-2004-LCD |  | GF-60 | PLGF | 1500
I | 20001941 | DPT_PILOT IPQC-2 | PILOT IPQC-2 | DWYER | DM-2004-LCD |  | GF-61 | PLGF | 1500
I | 20001942 | DPT_COATING-2 | PILOT COATING-2 | DWYER | DM-2004-LCD |  | GF-62 | PLGF | 1500
I | 20001943 | DPT_SMALL SCALE BLISTER PACK | PILOT SMALL SCALE BLISTER PACK | DWYER | DM-2004-LCD |  | GF-67 | PLGF | 1500
I | 20001944 | DPT_MANUFACTURING CHANGE ROOM-2 | PILOT CHANGE ROOM-1 | DWYER | DM-2004-LCD |  | GF-64 | PLGF | 1500
I | 20001945 | DPT_A/L TO MANUFACTURING CHANGE ROOM-2 | PILOT CHANGE ROOM-2 | DWYER | DM-2004-LCD |  | GF-65 | PLGF | 1500
I | 20001946 | DPT_AIR LOCK CORRIDOR-4 | PILOT AIR LOCK | DWYER | DM-2004-LCD |  | GF-65 | PLGF | 1500
I | 20001947 | DPT_SOLVENT DISPENSING ROOM | SOLVENT DISPENSING ROOM | DWYER | DM-2004-LCD |  | GF-77 | WHGF | 1500
I | 20001948 | DPT_SOLVENT DISPENSING CHANGE ROOM | SOLVENT DISPENSING MAN CHANGE | DWYER | DM-2004-LCD |  | GF-76 | WHGF | 1500
I | 20001949 | DPT_SAMPLING -1 CHANGE ROOM | SAMPLING-1 MAN ENTRY CHANGE RO | DWYER | DM-2004-LCD |  | GF-81 | WHGF | 1500
I | 20001950 | DPT_SAMPLING -1 MATERIAL ENTRY | SAMPLING-1 MATERIAL ENTRY | DWYER | DM-2004-LCD |  | GF-83 | WHGF | 1500
I | 20001951 | DPT_CHANGE ROOM TO SAMPLING-1 | SAMPLING-1 MAN ENTRY AIR LOCK | DWYER | DM-2004-LCD |  | GF-82 | WHGF | 1500
I | 20001952 | DPT_MATERIAL ENTRY TO SAMPLING-1 | SAMPLING-1 MATERIAL ENTRY AIR | DWYER | DM-2004-LCD |  | GF-82 | WHGF | 1500
I | 20001953 | DPT_AIR LOCK TO SAMPLING-1 | SAMPLING-1 TO WASH AREA AIR LO | DWYER | DM-2004-LCD |  | GF-85 | WHGF | 1500
I | 20001954 | DPT_WASHING AREA FOR SAMPLING | SAMPLING WASH AREA | DWYER | DM-2004-LCD |  | GF-84 | WHGF | 1500
I | 20001955 | DPT_CLEANED EQUIPMENT ROOM FOR SAMPLING | CLEAN EQUIPMENT ROOM FOR SAMPL | DWYER | DM-2004-LCD |  | GF-86 | WHGF | 1500
I | 20001956 | DPT_AIR LOCK TO SAMPLING-2 | SAMPLING-2 TO WASH AREA AIR LO | DWYER | DM-2004-LCD |  | GF-85 | WHGF | 1500
I | 20001957 | DPT_SAMPLING-2 CHANGE ROOM | SAMPLING-2 MAN ENTRY CHANGE RO | DWYER | DM-2004-LCD |  | GF-89 | WHGF | 1500
I | 20001958 | DPT_CHANGE ROOM TO SAMPLING-2 | SAMPLING-2 MAN ENTRY AIR LOCK | DWYER | DM-2004-LCD |  | GF-87 | WHGF | 1500
I | 20001959 | DPT_SAMPLING -2 MATERIAL ENTRY | SAMPLING-2 MATERIAL ENTRY | DWYER | DM-2004-LCD |  | GF-88 | WHGF | 1500
I | 20001960 | DPT_MATERIAL ENTRY TO SAMPLING-2 | SAMPLING-2 MTERIAL ENTRY AIR L | DWYER | DM-2004-LCD |  | GF-87 | WHGF | 1500
I | 20001961 | DPT_MICRO LAB AIRLOCK | MICRO MAIN AIR LOCK | DWYER | DM-2004-LCD |  | FF-45 | QCFF | 1500
I | 20001962 | DPT_MICRO CHANGE ROOM-1 | MICRO AIR LOCK-1 | DWYER | DM-2004-LCD |  | FF-47 | QCFF | 1500
I | 20001963 | DPT_MICRO CHANGE ROOM-2 | MICRO AIR LOCK-2 | DWYER | DM-2004-LCD |  | FF-48 | QCFF | 1500
I | 20001964 | DPT_COOLING ZONE | MICRO COOLING ZONE | DWYER | DM-2004-LCD |  | FF-49 | QCFF | 1500
I | 20001965 | DPT_MLT ROOM-1 | MICRO MLT-1 | DWYER | DM-2004-LCD |  | FF-50 | QCFF | 1500
I | 20001966 | DPT_MLT ROOM-2 | MICRO MLT-2 | DWYER | DM-2004-LCD |  | FF-51 | QCFF | 1500
I | 20001967 | DPT_MICRO CORRIDOR OF MLT CORRIDOR-9 | MICRO CORRIDOR OF MLT | DWYER | DM-2004-LCD |  | FF-35 | QCFF | 1500
I | 20001968 | RHTT_COOLING ZONE | MICRO COOLING ZONE | UNITECH | UT-1407 |  | FF-49 | QCFF | 1500
I | 20001969 | RHTT_MLT ROOM-1 | MICRO MLT-1 | UNITECH | UT-1407 |  | FF-50 | QCFF | 1500
I | 20001970 | RHTT_MLT ROOM-2 | MICRO MLT-2 | UNITECH | UT-1407 |  | FF-51 | QCFF | 1500
I | 20001971 | RHTT_CORRIDOR-9 | MICRO CORRIDOR OF MLT | UNITECH | UT-1407 |  | FF-35 | QCFF | 1500
I | 20001972 | RHTT_MEDIA PREPARATION ROOM | MICRO MEDIA PREPARATION | UNITECH | UT-1407 |  | FF-43 | QCFF | 1500
I | 20001973 | RHTT_INCUBATOR ROOM | MICRO INCUBATOR ROOM | UNITECH | UT-1407 |  | FF-52 | QCFF | 1500
I | 20001974 | RHTT_SPARE ROOM-2 | SPARE ROOM-2(GF-68) | UNITECH | UT-1407 |  | GF-68 | PLGF | 1500
I | 20001975 | RHTT_SMALL SCALE BOTTLE PACK | SMALL SCALE BOTTLE PACK(GF-69) | UNITECH | UT-1407 |  | GF-69 | PLGF | 1500
I | 20001976 | RHTT_CAPSULE FILLING-2 | CAPSULE FILLING-2 (GF-63) | UNITECH | UT-1407 |  | GF-63 | PLGF | 1500
I | 20001977 | RHTT_CLEANED EQUIPMENT STORAGE REA-2 | CLEAN EQUIPMENT STORAGE-2 | UNITECH | UT-1407 |  | GF-70 | PLGF | 1500
I | 20001978 | RHTT_ANCILLARY ROOM-2 | ANCILLARY ROOM-2 (GF-73) | UNITECH | UT-1407 |  | GF-73 | PLGF | 1500
I | 20001979 | RHTT_DISPENSING ROOM-3 | DISPENSING ROOM-3 | UNITECH | UT-1407 |  | GF-58 | PLGF | 1500
I | 20001980 | RHTT_GRANULATION-2 | GRANULATION-2 (GF-59) | UNITECH | UT-1407 |  | GF-59 | PLGF | 1500
I | 20001981 | RHTT_COMPRESSION AREA-2 | COMPRESSION AREA-2 (GF-60) | UNITECH | UT-1407 |  | GF-60 | PLGF | 1500
I | 20001982 | RHTT_IPQC AREA-2 | IPQC AREA-2 (GF-61) | UNITECH | UT-1407 |  | GF-61 | PLGF | 1500
I | 20001983 | RHTT_COATING AREA-2 | COATING AREA-2 (GF-62) | UNITECH | UT-1407 |  | GF-62 | PLGF | 1500
I | 20001984 | RHTT_SMALL SCALE BLISTER PACK | SMALL SCALE BLISTER PACK(GF-67 | UNITECH | UT-1407 |  | GF-67 | PLGF | 1500
I | 20001985 | RHTT_COMPRESSION AREA-1 | COMPRESSION AREA-1 (GF-23) | UNITECH | UT-1407 |  | GF-23 | PDFG | 1500
I | 20001986 | RHTT_CAPSULE FILLING AREA-1 | CAPSULE FILLING AREA-1 (GF-22) | UNITECH | UT-1407 |  | GF-22 | PDFG | 1500
I | 20001987 | RHTT_BLEND STORAGE | BLEND STORAGE (GF-24) | UNITECH | UT-1407 |  | GF-24 | PDFG | 1500
I | 20001988 | RHTT_BLENDING AREA-1 | BLENDING AREA-1 (GF-25) | UNITECH | UT-1407 |  | GF-25 | PDFG | 1500
I | 20001989 | RHTT_DRY GRANULATION | DRY GRANULATION (GF-26) | UNITECH | UT-1407 |  | GF-26 | PDFG | 1500
I | 20001990 | RHTT_RM STAGING-1 | RM STAGING-1 (GF-27) | UNITECH | UT-1407 |  | GF-27 | PDFG | 1500
I | 20001991 | RHTT_GRANULATION-1 | GRANULATION-1 (GF-28) | UNITECH | UT-1407 |  | GF-28 | PDFG | 1500
I | 20001992 | RHTT_BINDER PREPARATION ROOM | BINDER PREPARATION ROOM (GF-53 | UNITECH | UT-1407 |  | GF-53 | PDFG | 1500
I | 20001993 | RHTT_DISPENSING ROOM-1 | DISPENSING ROOM-01 | UNITECH | UT-1407 |  | GF-57 | PDFG | 1500
I | 20001994 | RHTT_DISPENSING ROOM-2 | DISPENSING ROOM-02 | UNITECH | UT-1407 |  | GF-54 | PDFG | 1500
I | 20001995 | RHTT_CLEANED EQUIPMENT STORAGE AREA-1 | CLEAN EQUIPMENT AREA-1 | UNITECH | UT-1407 |  | GF-38 | PDFG | 1500
I | 20001996 | RHTT_ANCILLARY STORAGE AREA-1 | ANCILLARY STORAGE AREA-1(GF-37 | UNITECH | UT-1407 |  | GF-37 | PDFG | 1500
I | 20001997 | RHTT_IPQC AREA-1 | IPQC AREA-1 (GF-36) | UNITECH | UT-1407 |  | GF-56 | PDFG | 1500
I | 20001998 | RHTT_SCRAP STAGING | SCRAP STAGING (GF-31) | UNITECH | UT-1407 |  | GF-31 | PDFG | 1500
I | 20001999 | RHTT_DIE PUNCH STORAGE-1 | DIE PUNCH STORAGE-1(GF-32) | UNITECH | UT-1407 |  | GF-32 | PDFG | 1500
I | 20002000 | RHTT_COATING AREA-1 | COATING AREA-1 (GF-35) | UNITECH | UT-1407 |  | GF-35 | PDFG | 1500
I | 20002001 | RHTT_SOLUTION PREPARATION ROOM | SOLUTION PREPARATION ROOM (GF- | UNITECH | UT-1407 |  | GF-34 | PDFG | 1500
I | 20002002 | RHTT_BOTTLE CLEANING AREA | BOTTLE CLEANING AREA (GF-47) | UNITECH | UT-1407 | 090419-56 | GF-47 | PDFG | 1500
I | 20002003 | RHTT_BOTTLE FILLING SEALING AND CAP AREA | BOTTOLE FILLING SEALING AND CA | UNITECH | UT-1407 | 090419-38 | GF-49 | PDFG | 1500
I | 20002004 | RHTT_BLISTER FILLING AREA | BLISTER FILLING AREA (GF-50) | UNITECH | UT-1407 | 090419-30 | GF-50 | PDFG | 1500
I | 20002005 | RHTT_SACHET FILLING AREA | SACHET FILLING AREA (GF-51) | UNITECH | UT-1407 | 090419-83 | GF-51 | PDFG | 1500
I | 20002006 | RHTT_TABLET/CAPSULE STORAGE AREA | TABLET/CAPSULE STORAGE AREA (G | UNITECH | UT-1407 | 090419-41 | GF-41 | PDFG | 1500
I | 20002007 | RHTT_INSPECTION | INSPECTION (GF-42) | UNITECH | UT-1407 | 090419-50 | GF-42 | PDFG | 1500
I | 20002008 | RHTT_INSPECTED TABLET/CAPS STORAGE AREA | INSPECTED TABLET/CAPSULE STORA | UNITECH | UT-1407 | 090419-88 | GF-43 | PDFG | 1500
I | 20002009 | VG_VIBRO SIFTER 12INCH_ON VIBRO SIFTER | ON VIBRO SHIFTER | ITEC |  |  | GF-59 | PLGF | 1500 | 10000264
I | 20002010 | MG_FDV-FV3(S)_ACROSS PRE FILTER | ACROSS PRE FILTER | DWYER | 2000-25MM |  | FF-15 | FF01 | 1500 | 30000486
I | 20002011 | MG_FDV-FV3(S)_ACROSS FINE FILTER | ACROSS FINE FILTER | DWYER | 2000-25MM |  | FF-15 | FF01 | 1500 | 30000486
I | 20002012 | MG_FDV-FV1(S)_ACROSS PRE FILTER | ACROSS PRE FILTER | DWYER | 2000-25MM |  | FF-15 | FF02 | 1500 | 30000482
I | 20002013 | MG_FDV-FV1(S)_ACROSS FINE FILTER | ACROSS FINE FILTER | DWYER | 2000-25MM |  | FF-15 | FF02 | 1500 | 30000482
I | 20002014 | MG_FDV-FV1(E)_ACROSS PRE FILTER | ACROSS PRE FILTER | DWYER | 2000-25MM |  | FF-15 | FF02 | 1500 | 30000483
I | 20002015 | MG_FDV-FV1(E)_ACROSS FINE FILTER | ACROSS PRE FILTER | DWYER | 2000-25MM |  | FF-15 | FF02 | 1500 | 30000485
I | 20002016 | MG_FDV-GV2(S)_ACROSS PRE FILTER | ACROSS PRE FILTER | DWYER | 2000-25MM |  | FF-15 | FF02 | 1500 | 30000479
I | 20002017 | MG_FDV-GV2(S)_ACROSS FINE FILTER | ACROSS FINE FILTER | DWYER | 2000-25MM |  | FF-15 | FF02 | 1500 | 30000479
I | 20002018 | MG_FDV-GV2(E)_ACROSS PRE FILTER | ACROSS PRE FILTER | DWYER | 2000-25MM |  | FF-15 | FF02 | 1500 | 30000480
I | 20002019 | MG_FDV-GV1(S)_ACROSS PRE FILTER | ACROSS PRE FILTER | DWYER | 2000-25MM |  | FF-60 | FF01 | 1500 | 30000477
I | 20002020 | MG_FDV-GV1(S)_ACROSS FINE FILTER | ACROSS FINE FILTER | DWYER | 2000-25MM |  | FF-60 | FF01 | 1500 | 30000477
I | 20002021 | MG_FDV-GV1(E)_ACROSS PRE FILTER | ACROSS PRE FILTER | DWYER | 2000-25MM |  | FF-60 | FF01 | 1500 | 30000478
I | 20002022 | MG_FDV-GV3(E)_ACROSS PRE FILTER | ACROSS PRE FILTER | DWYER | 2000-25MM |  | FF-15 | FF02 | 1500 | 30000487
I | 20002023 | PG_CARTONING M/C_BLAST AIR STOP PLATE | BLAST AIR STOP PLATE | SMC |  |  | GF-52 | PDFG | 1500 | 10000253
I | 20002024 | DPT_IPQC AREA-1 | IPQC ROOM | DWYER | DM-2004-LCD |  | GF-36 | PDFG | 1500
I | 20002025 | PG_HPHV STEAM STERILIZER_AIR PRESSURE | COMPRAISED AIR PRESSURE | MICRO | 0 | 0 | FF-43 | QCFF | 1500 | 40000233
I | 20002026 | PG_HPHV STEAM STERILIZER_PW PRESSURE | PURIFIED WATER PRESSURE | MICRO | 0 | 0 | FF-43 | QCFF | 1500 | 40000233
I | 20002027 | PG_HPHV STEAM STERILIZER_SOFT WATER | SOFTENED WATER PRESSURE | MICRO | 0 | 0 | FF-43 | QCFF | 1500 | 40000233
I | 20002028 | unused code | [5 empty] | QCFF | 1500
I | 20002029 | UNUSED CODE |  | Equitron | 0 | 0 |  | QCFF | 1500
I | 20002030 | TS_IR DRYER_NEAR HEATER | IR DRYER NEAR HEATER | SHREE SHIVAM ENGG. |  |  | GF-38 | PDFG | 1500 | 10000258
I | 20002031 | PG_IR DRYER_ON AIR REGULATOR | IR DRYER ON AIR REGULATOR | AIROFLEX |  |  | GF-38 | PDFG | 1500 | 10000258
I | 20002032 | TS_IR DRYER_NEAR HEATER | IR DRYER NEAR HEATER | SHREE SHIVAM ENGG. |  |  | GF-70 | PLGF | 1500 | 10000259
I | 20002033 | PG_IR DRYER_ON AIR REGULATOR | IR DRYER ON AIR REGULATOR | AIROFLEX |  |  | GF-70 | PLGF | 1500 | 10000259
I | 20002034 | TS_IR DRYER_NEAR HEATER | IR DRYER NEAR HEATER | SHREE SHIVAM ENGG. |  |  | GF-38 | PDFG | 1500 | 10000257
I | 20002035 | PG_IR DRYER_ON AIR REGULATOR | IR DRYER ON AIR REGULATOR | AIROFLEX |  |  | GF-38 | PDFG | 1500 | 10000257
I | 20002036 | RHTT_SAMPLING ROOM-1 | SAMPLING-1 | UNITECH | UT-1407 |  | GF-82 | WHGF | 1500
I | 20002037 | RHTT_SAMPLING ROOM-2 | SAMPLING-2 | UNITECH | UT-1407 |  | GF-87 | WHGF | 1500
I | 20002038 | RHTT_SOLVENT DISPENSING ROOM | SOLVENT DISPENSING | UNITECH | UT-1407 |  | GF-77 | WHGF | 1500
I | 20002039 | PG_ON VERTICAL AUTOCLAVE | ON AUTOCLAVE | EQUITRON |  |  | FF-54 | QCFF | 1500 | 40000312
I | 20002040 | PT_VERTICAL AUTOCLAVE_IN PANEL | ON PANEL AUTOCLAVE | HONEYWELL |  |  | FF-54 | QCFF | 1500 | 40000312
I | 20002041 | TS_VERTICAL AUTOCLAVE_IN CHAMBER | IN CHAMBER | EQUITRON |  |  | FF-54 | QCFF | 1500 | 40000312
I | 20002042 | TS_VERTICAL AUTOCLAVE_IN CHAMBER | IN CHAMBER | EQUITRON |  |  | FF-54 | QCFF | 1500 | 40000312
I | 20002043 | TS_VERTICAL AUTOCLAVE_IN CHAMBER | IN CHAMBER | EQUITRON |  |  | FF-54 | QCFF | 1500 | 40000312
I | 20002044 | PROG. CONTROLLER_VERTICAL AUTOCLAVE | ON AUTOCLAVE PANEL | EQUITRON |  |  | FF-54 | QCFF | 1500 | 40000312
I | 20002045 | MG_AHU-G21(E)_ACROSS PRE FILTER | ACROSS PRE FILTER | DWYER | 2000-25MM |  | FF-15 | FF01 | 1500 | 30000469
I | 20002046 | DPI_BIO SAFETY CABINET_MLT ROOM-1 | BIO SAFETY LAF | STYRAX | DP15 I | 2002326559 | FF-50 | QCFF | 1500 | 40000245
I | 20002047 | DPI_HORIZONTAL_LAF_MLT ROOM-2 | SOLVENT DISPENSING | STYRAX | DP15 I | 19122224240 | FF-51 | QCFF | 1500 | 40000234
I | 20002048 | DPI_CEILING SUSPENDED LAF | ON CEILING SUSPANDED LAF | STYRAX | DP15 I | 20021326570 | FF-49 | QCFF | 1500 | 40000280
I | 20002049 | DPI_BIO SAFETY CABINET_MLT ROOM-2 | BIO SAFETY LAF | STYRAX | DP15 I | 20021326560 | FF-51 | QCFF | 1500 | 40000244
I | 20002050 | MG_DEDUSTING BOOTH | ON DEDUSTING BOOTH | DWYER |  |  | GF-91 | WHGF | 1500 | 10000249
I | 20002051 | RHTS_FBD 25LTR_INLET DUCT | INLET DUCT | RADIX | SC807 | 419014891 | GF-59 | PLGF | 1500 | 10000205
I | 20002054 | DIGITAL THERMOMETER_PRODUCTION | BLISTER PACKING AREA | TESTO | 905-T2 |  |  | PDFG | 1500
I | 20002055 | WEIGHING BALANCE_60 KG_RM STAGING-1 |  | METTLER TOLEDO | ICS689 | 2740390084 | GF-27 | PDFG | 1500
I | 20002056 | WEIGHING BALANCE_6 KG_RM STAGING-1 |  | METTLER TOLEDO | PBA410 |  | GF-27 | PDFG | 1500
I | 20002057 | WEIGHING BALANCE_300 GM_SAMPLING ROOM-1 |  | METTLER TOLEDO | ME303 | B927906748 | GF-82 | SAMP | 1500
I | 20002058 | WEIGHING BALANCE_30 KG_RM STAGING -2 |  | METTLER TOLEDO | ICS689 | 2740390101 | GF-73 | PLGF | 1500
I | 20002059 | WEIGHING BALANCE_300 GM_SAMPLING ROOM-2 |  | METTLER TOLEDO | ME303 | B933112864 | GF-87 | SAMP | 1500
I | 20002060 | WEIGHING BALANCE_60 KG_DISPENSING-1 |  | METTLER TOLEDO | ICS689 | 2740390085 | GF-54 | WHGF | 1500
I | 20002061 | WEIGHING BALANCE_6 KG_DISPENSING-1 |  | METTLER TOLEDO |  |  | GF-54 | WHGF | 1500
I | 20002062 | WEIGHING BALANCE_300 GM_DISPENSING-1 |  | METTLER TOLEDO | ME303 | 2740331016 | GF-54 | WHGF | 1500
I | 20002063 | WEIGHING BALANCE_60 KG_DISPENSING-2 |  | METTLER TOLEDO | ICS689 | 2740390086 | GF-57 | WHGF | 1500
I | 20002064 | WEIGHING BALANCE_6 KG_DISPENSING-2 |  | METTLER TOLEDO |  |  | GF-57 | WHGF | 1500
I | 20002065 | WEIGHING BALANCE_300 GM_DISPENSING-2 |  | METTLER TOLEDO | ME303 | 2740331017 | GF-57 | WHGF | 1500
I | 20002066 | WEIGHING BALANCE_60 KG_DISPENSING-3 |  | METTLER TOLEDO | ICS689 | 2740390087 | GF-58 | WHGF | 1500
I | 20002067 | WEIGHING BALANCE_6 KG_DISPENSING-3 |  | METTLER TOLEDO |  |  | GF-58 | WHGF | 1500
I | 20002068 | WEIGHING BALANCE_300 GM_DISPENSING-3 |  | METTLER TOLEDO |  | 2740331018 | GF-58 | WHGF | 1500
I | 20002069 | WEIGHING BALANCE_300 GM_RM STAGING-2 |  | METTLER TOLEDO | MS303TS | 2740331019 | GF-73 | PLGF | 1500
I | 20002070 | WEIGHING BALANCE_300GM_RM STAGING-1 |  | METTLER TOLEDO | MS303TS | 2740331020 | GF-27 | PDFG | 1500
I | 20002071 | WEIGHING BALANCE_60 KG_SOLVENT DISP |  | METTLER TOLEDO |  | 2740390012 | GF-77 | WHGF | 1500
I | 20002072 | WEIGHING BALANCE_150 kg_DEDUSTING ROOM |  | METTLER TOLEDO |  | 2740380106 | GF-91 | WHGF | 1500
I | 20002073 | WEIGHING BALANCE_300kg_SOLVENT RECEIVING |  | METTLER TOLEDO |  | 2740390011 | GF-75 | WHGF | 1500
I | 20002074 | WEIGHING BALANCE_30kg_BOTTLE PACKING-1 |  | METTLER TOLEDO |  | 270380094 | GF-52 | PACK | 1500
I | 20002075 | WEIGHING BALANCE_30 KG_SS BLISTER PACK |  | METTLER TOLEDO | IND570(T)(II)-BB30S | 270380095 | GF-52 | PACK | 1500
I | 20002076 | WEIGHING BALANCE_30 KG_COMP AREA-1 |  | METTLER TOLEDO | IND570(T)(II)-BB30S | 2740390102 | GF-23 | PDFG | 1500
I | 20002077 | WEIGHING BALANCE_30 KG_TAB/CAPS STORAGE |  | METTLER TOLEDO | IND570(T)(II)-BB30S | 2740390103 | GF-41 | PDFG | 1500
I | 20002078 | WEIGHING BALANCE_30 KG_INSPECTED TAB/CAP |  | METTLER TOLEDO | IND570(T)(II)-BB30S | 2740390104 | GF-43 | PDFG | 1500
I | 20002079 | WEIGHING BALANCE_600 KG_BLEND STORAGE |  | METTLER TOLEDO | IND570(P)(II)-DUCS60 | 2740420166 | GF-24 | PDFG | 1500
I | 20002080 | WEIGHING BALANCE_220GM_COMP AREA-1 |  | METTLER TOLEDO | MS204TS/A00 | B931043264 | GF-23 | PDFG | 1500
I | 20002081 | WEIGHING BALANCE_220GM-COMP AREA-2 |  | METTLER TOLEDO | MS204TS/A00 | B933099239 | GF-60 | PLGF | 1500
I | 20002082 | WEIGHING BALANCE_220GM_COATING AREA-1 |  | METTLER TOLEDO | MS204TS/A00 | B933099240 | GF35 | PDFG | 1500
I | 20002083 | RHTT_CONTROL SAMPLE ROOM | CONTROL SAMPLE ROOM | UNITECH | UT-1407 |  | FF-20 | FF01 | 1500
I | 20002084 | CONDUCTIVITY SENSOR TRANSMITTER_WIP | ON WIP SYSTEM FOR BIN BLENDER | Mettler Toledo |  |  | GF-25 | PDFG | 1500 | 10000272
I | 20002085 | PT_HPHV STEAM STERILIZER_ON CHAMBER | ON AUTOCLAVE | JUMO |  |  | FF-43 | MICR | 1500 | 40000233
I | 20002086 | TG_BLISTER UHLMANN_CW SUPPLY | COOLING WATER SUPPLY | BAUMER |  |  | GF-50 | PDFG | 1500 | 10000252
I | 20002087 | TG_BLISTER UHLMANN_CW RETURN | COOLING WATER RETURN | BAUMER |  |  | GF-50 | PDFG | 1500 | 10000252
I | 20002088 | WEIGHING BALANCE_30KG_CAPS FILLING AREA1 |  | METTLER TOLEDO | IND570 | 2740390105 | GF-22 | PDFG | 1500
I | 20002089 | PG_PROCESS WATER_ON CARTRIDGE FILTER UF | ON CARTRIDGE FILTER(UF) | AQUAFILT |  |  |  | UTPS | 1500 | 30000500
I | 20002090 | PG_PROCESS WATER_ON CARTRIDGE FILTER CIP | ON CARTRIDGE FILTER(CIP) | AQUAFILT |  |  |  | UTPS | 1500 | 30000500
I | 20002091 | PG_PROCESS WATER_ON CART FILTER CSRO | ON CARTRIDGE FILTER(CSRO) | AQUAFILT |  |  |  | UTPS | 1500 | 30000500
I | 20002092 | TC_PURIFIED WATER_PWD STORAGE TANK | PWD ON STORAGE TANK | SELEC | PID500 |  | FF-58 | FF01 | 1500 | 30000501
I | 20002093 | TC_PURIFIED WATER_RO FEED TANK | ON RO FEED TANK | SELEC | PID500 |  |  | FF01 | 1500 | 30000500
I | 20002094 | TTD_GC ROOM | GC ROOM (FF-37) | UNITECH | UT-1407 |  | FF-37 | QCFF | 1500
I | 20002095 | TTD_REFERENCE STANDARD STORAGE ROOM | REFERENCE STANDARD STORAGE RO | UNITECH | UT-1407 |  | FF-28 | QCFF | 1500
I | 20002096 | TTD_BALANCE ROOM | BALANCE ROOM (FF-32) | UNITECH | UT-1407 |  | FF-32 | QCFF | 1500
I | 20002097 | TTD_SAMPLE RECEIPT ROOM | SAMPLE RECEIPT ROOM (FF-33) | UNITECH | UT-1407 |  | FF-33 | QCFF | 1500
I | 20002098 | VG_VACUUM OVEN_ON OVEN | ON VACCUM OVEN | THERMOLAB |  |  | FF-39 | QCFF | 1500 | 40000264
I | 20002099 | TTD_HPLC ROOM | HPLC ROOM (FF-36) | UNITECH | UT-1407 |  | FF-36 | QCFF | 1500
I | 20002100 | TTD_HOT AREA | HOT AREA (FF-39) | UNITECH | UT-1407 |  | FF-39 | QCFF | 1500
I | 20002101 | TTD_WET CHEMISTRY LAB | WET CHEMISTRY LAB (FF-40) | UNITECH | UT-1407 |  | FF-40 | QCFF | 1500
I | 20002102 | TTD_DISSOLUTION ROOM | DISSOLUTION ROOM (FF-42) | UNITECH | UT-1407 |  | FF-42 | QCFF | 1500
I | 20002103 | TTD_TECHNICAL AREA-1 | TECHNICAL AREA SERVICE FLOOR | UNITECH | UT-1407 |  | FF-15 | FF01 | 1500
I | 20002104 | TD_RM AND FG STORE ROOM | RM+FG STORE | UNITECH | UT-1407 |  | GF-99 | WHGF | 1500
I | 20002105 | TD_RM UNDER TEST AREA | UNDER TEST AREA (GF-80) | UNITECH | UT-1407 |  | GF-80 | WHGF | 1500
I | 20002106 | TD_CORRIDOR -5 | CORRIDOR-5 | UNITECH | UT-1407 |  | GF-90 | RMPM | 1500
I | 20002107 | TTD_RM QUARANTINE AREA | RM QUARANTINE AREA (GF-79) | UNITECH | UT-1407 |  | GF-79 | WHGF | 1500
I | 20002108 | RHTT_BOTTLE STORAGE AREA | BOTTLE STORAGE ROOM | UNITECH | UT-1407 |  | GF-17 | WHGF | 1500
I | 20002109 | TTD_PRINTED PACK MATERIAL STORE ROOM | PRIMARY MATERIAL STORE | UNITECH | UT-1407 |  | GF-18 | WHGF | 1500
I | 20002110 | TTD_SECONDARY PACK MATERIAL STORE ROOM | SECONDERY PACKING MATERIAL ST | UNITECH |  |  | GF-19 | WHGF | 1500
I | 20002111 | TTD_CORRIDOR-2 | CORRIDOR-02 NEAR PILOT | UNITECH | UT-1407 |  | GF-14 | PLGF | 1500
I | 20002112 | TTD_CORRIDOR-2 | CORRIDOR-02 NEAR CAPSULE | UNITECH |  |  | GF-14 | PDFG | 1500
I | 20002113 | TD_PACKING HALL NEAR CARTONATOR | PACKING HALL NEAR CART. | UNITECH | UT-1407 |  |  | PACK | 1500
I | 20002114 | TTD_PACKING AREA | PACKING HALL NEAR BOTTLE CART. | UNITECH | UT-1407 |  | GF-52 | PACK | 1500
I | 20002115 | DPT_CLEAN EQUIP AREA-1 TO WASHING AREA-1 | BIN WASH TO CLEAN EQUIPMENT | DWYER | DM-2004-LCD |  | GF-40 | PDFG | 1500
I | 20002116 | TTD_INSTRUMENT ROOM | INSTRUMENT ROOM (FF-38) | UNITECH | UT-1407 |  | FF-38 | QCFF | 1500
I | 20002117 | TD_CONTROL ROOM | SERVER ROOM | UNITECH | UT-1416 |  | FF-59 | FF01 | 1500
I | 20002118 | PG_OZONE GEN.SYSTEM_OZONE FEED PUMP | ON OZONE FEED PUMP | GAUGES BOURDEN |  |  | FF-58 | FF01 | 1500 | 30000520
I | 20002119 | PG_OZONE GEN.SYSTEM_PROCESS WATER PUMP | ON PROCESS WATER PUMP | GAUGES BOURDEN |  |  | FF-58 | FF01 | 1500 | 30000520
I | 20002120 | TS_OZONE GEN. SYSTEM_HEAT EXCHANGER OUT | HEAT EXCHANGER OUTLET TEMPERAT | RADIX |  | 119006405 | FF-58 | FF01 | 1500 | 30000520
I | 20002121 | TIC_BIN WASHING_VENT FILTER | ON VENT FILTER | SCONICS | DTC441 |  | FF-15 | FF01 | 1500 | 10000193
I | 20002122 | OZA_OZONE GEN. SYSTEM_ON OZONE SYSTEM | ON OZONATOR SYSTEM | EMERSON ROSEMOUN | 1056-01-26-36-AN | F19-19824584-S02 | FF-58 | FF01 | 1500 | 30000520
I | 20002123 | TS_DHU-AHU-G01_PROCESS AIR IN | PROCESS AIR IN | APEX | PT-100 | 18-3906 | FF-15 | FF01 | 1500 | 30000488
I | 20002124 | TS_DHU-AHU-G01_PROCESS AIR OUT | PROCESS AIR OUT | APEX | PT-100 | 18-3794 | FF-15 | FF01 | 1500 | 30000488
I | 20002125 | TS_DHU-AHU-G01_REACTIVATION IN TEMP | REACTIVATION IN TEMPERATURE | APEX | PT-100 | 18-3987 | FF-15 | FF01 | 1500 | 30000488
I | 20002126 | TS_DHU-AHU-G01_REACTIVATION OUT TEMP | REACTIVATION OUT TEMPERATURE | APEX | PT-100 | 18-3717 | FF-15 | FF01 | 1500 | 30000488
I | 20002127 | TS_DHU-AHU-G02_PROCESS AIR IN | PROCESS AIR IN | APEX | PT-100 | 18-3770 | FF-15 | FF01 | 1500 | 30000489
I | 20002128 | TS_DHU-AHU-G02_PROCESS AIR OUT | PROCESS AIR OUT | APEX | PT-100 | 18-3783 | FF-15 | FF01 | 1500 | 30000489
I | 20002129 | TS_DHU-AHU-G02_REACTIVATION IN TEMP | REACTIVATION IN TEMPERATURE | APEX | PT-100 | 18-3781 | FF-15 | FF01 | 1500 | 30000489
I | 20002130 | TS_DHU-AHU-G02_REACTIVATION OUT TEMP | REACTIVATION OUT TEMPERATURE | APEX | PT-100 | 19-3758 | FF-15 | FF01 | 1500 | 30000489
I | 20002131 | TS_DHU-AHU-G04_PROCESS AIR IN | PROCESS AIR IN | APEX | PT-100 | 18-3787 | FF-15 | FF01 | 1500 | 30000490
I | 20002132 | TS_DHU-AHU-G04_PROCESS AIR OUT | PROCESS AIR OUT | APEX | PT-100 | 18-3095 | FF-15 | FF01 | 1500 | 30000490
I | 20002133 | TS_DHU-AHU-G04_REACTIVATION IN TEMP | REACTIVATION IN TEMPERATURE | APEX | PT-100 | 18-3782 | FF-15 | FF01 | 1500 | 30000490
I | 20002134 | TS_DHU-AHU-G04_REACTIVATION OUT TEMP | REACTIVATION OUT TEMPERATURE | APEX | PT-100 | 18-3755 | FF-15 | FF01 | 1500 | 30000490
I | 20002135 | TS_DHU-AHU-G05_PROCESS AIR IN | PROCESS AIR IN | APEX | PT-100 | 18-3778 | FF-15 | FF01 | 1500 | 30000491
I | 20002136 | TS_DHU-AHU-G05_PROCESS AIR OUT | PROCESS AIR OUT | APEX | PT-100 | 18-3771 | FF-15 | FF01 | 1500 | 30000491
I | 20002137 | TS_DHU-AHU-G05_REACTIVATION IN TEMP | REACTIVATION IN TEMPERATURE | APEX | PT-100 | 18-3774 | FF-15 | FF01 | 1500 | 30000491
I | 20002138 | TS_DHU-AHU-G05_REACTIVATION OUT TEMP | REACTIVATION OUT TEMPERATURE | APEX | PT-100 | 18-3752 | FF-15 | FF01 | 1500 | 30000491
I | 20002139 | TS_DHU-AHU-G06_PROCESS AIR IN | PROCESS AIR IN | APEX | PT-100 | 18-19/068 | FF-15 | FF01 | 1500 | 30000492
I | 20002140 | TS_DHU-AHU-G06_PROCESS AIR OUT | PROCESS AIR OUT | APEX | PT-100 | 18-19/067 | FF-15 | FF01 | 1500 | 30000492
I | 20002141 | TS_DHU-AHU-G06_REACTIVATION IN TEMP | REACTIVATION IN TEMPERATURE | APEX | PT-1003 | 18-19/064 | FF-15 | FF01 | 1500 | 30000492
I | 20002142 | TS_DHU-AHU-G06_REACTIVATION OUT TEMP | REACTIVATION OUT TEMPERATURE | APEX | PT-100 | 18-19/063 | FF-15 | FF01 | 1500 | 30000492
I | 20002143 | TS_DHU-AHU-G09_PROCESS AIR IN | PROCESS AIR IN | APEX | PT-100 | 18-3760 | FF-15 | FF01 | 1500 | 30000494
I | 20002144 | TS_DHU-AHU-G09_PROCESS AIR OUT | PROCESS AIR OUT | APEX | PT-100 | 18-3792 | FF-15 | FF01 | 1500 | 30000494
I | 20002145 | TS_DHU-AHU-G09_REACTIVATION IN TEMP | REACTIVATION IN TEMPERATURE | APEX | PT-100 | 18-3736 | FF-15 | FF01 | 1500 | 30000494
I | 20002146 | TS_DHU-AHU-G09_REACTIVATION OUT TEMP | REACTIVATION OUT TEMPERATURE | APEX | PT-100 | NA | FF-15 | FF01 | 1500 | 30000494
I | 20002147 | TS_DHU-AHU-G13_PROCESS AIR IN | PROCESS AIR IN | APEX | PT-100 | 18-3821 | FF-15 | FF01 | 1500 | 30000496
I | 20002148 | TS_DHU-AHU-G13_PROCESS AIR OUT | PROCESS AIR OUT | APEX | PT-100 | 18-3799 | FF-15 | FF01 | 1500 | 30000496
I | 20002149 | TS_DHU-AHU-G13_REACTIVATION IN TEMP | REACTIVATION IN TEMPERATURE | APEX | PT-100 | 18-3759 | FF-15 | FF01 | 1500 | 30000496
I | 20002150 | TS_DHU-AHU-G13_REACTIVATION OUT TEMP | REACTIVATION OUT TEMPERATURE | APEX | PT-100 | 18-3761 | FF-15 | FF01 | 1500 | 30000496
I | 20002151 | TS_DHU-AHU-G14_PROCESS AIR IN | PROCESS AIR IN | APEX | PT-100 | 18-3777 | FF-15 | FF01 | 1500 | 30000497
I | 20002152 | TS_DHU-AHU-G14_PROCESS AIR OUT | PROCESS AIR OUT | APEX | PT-100 | 18-3766 | FF-15 | FF01 | 1500 | 30000497
I | 20002153 | TS_DHU-AHU-G14_REACTIVATION IN TEMP | REACTIVATION IN TEMPERATURE | APEX | PT-100 | 18-3887 | FF-15 | FF01 | 1500 | 30000497
I | 20002154 | TS_DHU-AHU-G14_REACTIVATION OUT TEMP | REACTIVATION OUT TEMPERATURE | APEX | PT-100 | 18-3754 | FF-15 | FF01 | 1500 | 30000497
I | 20002155 | TS_DHU-AHU-G15_PROCESS AIR IN | PROCESS AIR IN | APEX | PT-100 | 18-3791 | FF-15 | FF01 | 1500 | 30000498
I | 20002156 | TS_DHU-AHU-G15_PROCESS AIR OUT | PROCESS AIR OUT | APEX | PT-100 | 18-3373 | FF-15 | FF01 | 1500 | 30000498
I | 20002157 | TS_DHU-AHU-G15_REACTIVATION IN TEMP | REACTIVATION IN TEMPERATURE | APEX | PT-100 | 18-3747 | FF-15 | FF01 | 1500 | 30000498
I | 20002158 | TS_DHU-AHU-G15_REACTIVATION OUT TEMP | REACTIVATION OUT TEMPERATURE | APEX | PT-100 | 18-3786 | FF-15 | FF01 | 1500 | 30000498
I | 20002159 | VG_CYCLONE SEPERATOR_ON PTS CYCLONE | ON PTS CYCLONE | ITEC |  |  | FF-15 | FF01 | 1500 | 10000288
I | 20002160 | TS_DHU-AHU-G12_PROCESS AIR IN | PROCESS AIR IN | APEX | PT-100 | 18-19/068 | FF-15 | FF01 | 1500 | 30000495
I | 20002161 | TS_DHU-AHU-G12_PROCESS AIR OUT | PROCESS AIR OUT | APEX | PT-100 | 18-19/066 | FF-15 | FF01 | 1500 | 30000495
I | 20002162 | TS_DHU-AHU-G12_REACTIVATION IN TEMP | DEHUMIDIFIER-30000495 | APEX | PT-100 | 18-19/067 | FF-15 | FF01 | 1500 | 30000495
I | 20002163 | TS_DHU-AHU-G12_REACTIVATION OUT TEMP | REACTIVATION OUT TEMPERATURE | APEX | PT-100 | 18-19/065 | FF-15 | FF01 | 1500 | 30000495
I | 20002164 | TS_DHU-AHU-G08_PROCESS AIR IN | PROCESS AIR IN | APEX | PT-100 | 18-3789 | FF-15 | FF01 | 1500 | 30000493
I | 20002165 | TS_DHU-AHU-G08_PROCESS AIR OUT | PROCESS AIR OUT | APEX |  | 18-3797 | FF-15 | FF01 | 1500 | 30000493
I | 20002166 | TS_DHU-AHU-G08_REACTIVATION IN TEMP | REACTIVATION IN TEMPERATURE | APEX | PT-100 | 18-3796 | FF-15 | FF01 | 1500 | 30000493
I | 20002167 | TS_DHU-AHU-G08_REACTIVATION OUT TEMP | REACTIVATION OUT TEMPERATURE | APEX | PT-100 | 18-3764 | FF-15 | FF01 | 1500 | 30000493
I | 20002168 | RHT_DHU-AHU-G01_PROCESS AIR INSIDE | PROCESS AIR IN SIDE | MICRO SYSTEMS & CONTROLS | TXRH2-HW | P0554-12 | FF-15 | FF01 | 1500 | 30000488
I | 20002169 | RHT_DHU-AHU-G01_PROCESS AIR OUTSIDE | PROCESS AIR OUT SIDE | MICRO SYSTEMS & CONTROLS | TXRH2-HW | Q0298-16 | FF-15 | FF01 | 1500 | 30000488
I | 20002170 | RHT_DHU-AHU-G02_PROCESS AIR INSIDE | PROCESS AIR IN SIDE | MICRO SYSTEMS & CONTROLS | TXRH2-HW | Q0380-58 | FF-15 | FF01 | 1500 | 30000489
I | 20002171 | RHT_DHU-AHU-G02_PROCESS AIR OUTSIDE | PROCESS AIR OUT SIDE | MICRO SYSTEMS & CONTROLS | TXRH2-HW | Q0380-45 | FF-15 | FF01 | 1500 | 30000489
I | 20002172 | RHT_DHU-AHU-G04_PROCESS AIR INSIDE | PROCESS AIR IN SIDE | MICRO SYSTEMS & CONTROLS | TXRH2-HW | Q0380-43 | FF-15 | FF01 | 1500 | 30000490
I | 20002173 | RHT_DHU-AHU-G04_PROCESS AIR OUTSIDE | PROCESS AIR OUT SIDE | MICRO SYSTEMS & CONTROLS | TXRH2-HW | Q0380-18 | FF-15 | FF01 | 1500 | 30000490
I | 20002174 | RHT_DHU-AHU-G05_PROCESS AIR INSIDE | PROCESS AIR IN SIDE | MICRO SYSTEMS & CONTROLS | TXRH2-HW | Q0380-05 | FF-15 | FF01 | 1500 | 30000491
I | 20002175 | RHT_DHU-AHU-G05_PROCESS AIR OUTSIDE | DEHUMIDIFIER-30000491 | MICRO SYSTEMS & CONTROLS | TXRH2-HW | Q0303-06 | FF-15 | FF01 | 1500 | 30000491
I | 20002176 | RHT_DHU-AHU-G06_PROCESS AIR INSIDE | DEHUMIDIFIER-30000492 | MICRO SYSTEMS & CONTROLS | TXRH2-HW | Q0380-28 | FF-15 | FF01 | 1500 | 30000492
I | 20002177 | RHT_DHU-AHU-G06_PROCESS AIR OUTSIDE | DEHUMIDIFIER-30000492 | MICRO SYSTEMS & CONTROLS | TXRH2-HW | Q0380-26 | FF-15 | FF01 | 1500 | 30000492
I | 20002178 | RHT_DHU-AHU-G08_PROCESS AIR INSIDE | DEHUMIDIFIER-30000493 | MICRO SYSTEMS & CONTROLS | TXRH2-HW | Q0337-25 | FF-15 | FF01 | 1500 | 30000493
I | 20002179 | RHT_DHU-AHU-G08_PROCESS AIR OUTSIDE | DEHUMIDIFIER-30000493 | MICRO SYSTEMS & CONTROLS | TXRH2-HW | Q0380-35 | FF-15 | FF01 | 1500 | 30000493
I | 20002180 | RHT_DHU-AHU-G09_PROCESS AIR INSIDE | DEHUMIDIFIER-30000494 | MICRO SYSTEMS & CONTROLS | TXRH2-HW | Q0268-06 | FF-15 | FF01 | 1500 | 30000494
I | 20002181 | RHT_DHU-AHU-G09_PROCESS AIR OUTSIDE | DEHUMIDIFIER-30000494 | MICRO SYSTEMS & CONTROLS | TXRH2-HW | Q0380-42 | FF-15 | FF01 | 1500 | 30000494
I | 20002182 | RHT_DHU-AHU-G12_PROCESS AIR INSIDE | DEHUMIDIFIER-30000495 | MICRO SYSTEMS & CONTROLS | TXRH2-HW | P0065-08 | FF-15 | FF01 | 1500 | 30000495
I | 20002183 | RHT_DHU-AHU-G12_PROCESS AIR OUTSIDE | DEHUMIDIFIER-30000495 | MICRO SYSTEMS & CONTROLS | TXRH2-HW | P0065-06 | FF-15 | FF01 | 1500 | 30000495
I | 20002184 | RHT_DHU-AHU-G13_PROCESS AIR INSIDE | DEHUMIDIFIER-30000496 | MICRO SYSTEMS & CONTROLS | TXRH2-HW | Q0380-09 | FF-15 | FF01 | 1500 | 30000496
I | 20002185 | RHT_DHU-AHU-G13_PROCESS AIR OUTSIDE | DEHUMIDIFIER-30000496 | MICRO SYSTEMS & CONTROLS | TXRH2-HW | Q0380-33 | FF-15 | FF01 | 1500 | 30000496
I | 20002186 | RHT_DHU-AHU-G14_PROCESS AIR INSIDE | DEHUMIDIFIER-30000497 | MICRO SYSTEMS & CONTROLS | TXRH2-HW | Q0380-16 | FF-15 | FF01 | 1500 | 30000497
I | 20002187 | RHT_DHU-AHU-G14_PROCESS AIR OUTSIDE | DEHUMIDIFIER-30000497 | MICRO SYSTEMS & CONTROLS | TXRH2-HW | Q0380-17 | FF-15 | FF01 | 1500 | 30000497
I | 20002188 | RHT_DHU-AHU-G15_PROCESS AIR INSIDE | DEHUMIDIFIER-30000498 | MICRO SYSTEMS & CONTROLS | TXRH2-HW | Q0380-19 | FF-15 | FF01 | 1500 | 30000498
I | 20002189 | RHT_DHU-AHU-G15_PROCESS AIR OUTSIDE | DEHUMIDIFIER-30000498 | MICRO SYSTEMS & CONTROLS | TXRH2-HW | Q0380-20 | FF-15 | FF01 | 1500 | 30000498
I | 20002190 | DPT_AHU-G22_ON AHU | AHU-G22 | DWYER | MS-311 |  | GF-20 | UTY0 | 1500 | 30000521
I | 20002191 | RHTT_AHU-G22_ON RETURN AIR DUCT | BOTTLE STORAGE AREA | DWYER | RHP-2D22 |  | GF-20 | UTY0 | 1500 | 30000521
I | 20002192 | TG_AHU-G22_CHILLED WATER IN | BOTTLE STORAGE AREA | BAUMER |  | 59-00403 | GF-20 | UTY0 | 1500 | 30000521
I | 20002193 | TG_AHU-G22_CHILLED WATER OUT | AHU-G22 | BAUMER |  | 59-00407 | GF-20 | UTY0 | 1500 | 30000521
I | 20002194 | PG_AHU-G22_CHILLED WATER OUT | BOTTLE STORAGE AREA | BAUMER |  | 59-01108 | GF-20 | UTY0 | 1500 | 30000521
I | 20002195 | OZS_OZONE GEN. SYSTEM_PRE UV | OZONE SENSOR 01 | ROSEMOUNT | 499AOZ-54 | B19-19112886-001 | FF-58 | FF01 | 1500 | 30000520
I | 20002196 | OZS_OZONE GEN. SYSTEM_POST UV | OZONE SENSOR 02 | ROSEMOUNT | 499AOZ-54 | E19-19783915-005 | FF-58 | FF01 | 1500 | 30000520
I | 20002197 | PG_AHU-G22_CHILLED WATER IN | BOTTLE STORAGE AREA | BAUMER |  | 59-01106 | GF-20 | UTY0 | 1500 | 30000521
I | 20002198 | PG_AHU-G22_HOT WATER IN | BOTTLE STORAGE AREA | BAUMER |  | 59-01109 | GF-20 | UTY0 | 1500 | 30000521
I | 20002199 | PG_AHU-G22_HOT WATER OUT | BOTTLE STORAGE AREA | BAUMER |  | 59-01104 | GF-20 | UTY0 | 1500 | 30000521
I | 20002200 | TG_AHU-G22_HOT WATER IN | BOTTLE STORAGE AREA | BAUMER |  | 59-00406 | GF-20 | UTY0 | 1500 | 30000521
I | 20002201 | TG_AHU-G22_HOT WATER OUT | BOTTLE STORAGE AREA | BAUMER |  | 59-00401 | GF-20 | UTY0 | 1500 | 30000521
I | 20002213 | TS_PORTABLE CHILLER_IN CHILLER | PORTABLE CHILLER | RADIX | PT-100 |  | FF-15 | FF01 | 1500 | 10000323
I | 20002214 | TIC_PORTABLE CHILLER_ON PANEL | ON PANEL | SELEC | PID500 |  | FF-15 | FF01 | 1500 | 10000323
I | 20002215 | PG_FBD 300LTR_ON STEAM LINE | ON STEAM LINE | FORBES MARSHALL |  | 4H19044538 | FF-15 | FF01 | 1500 | 10000215
I | 20002216 | DPT_COATING 600_CROSS PAN | FOR ACROSS PAN | SENSOCON | 212-Z200M-2 | Y1901276 | GF-62 | GF00 | 1500 | 10000209
I | 20002217 | TG_FBD 300LTR_ON STEAM LINE | STEAM LINE | FORBES MARSHALL |  | 4H19111768 | FF-15 | FF01 | 1500 | 10000215
I | 20002218 | TS_DT APPARATUS_ON DT APPARATUS | ON DT APPARATUS PRODUCTION | ELECTROLAB | PT-100 |  | GF-36 | PDFG | 1500 | 10000292
I | 20002219 | TS_DT APPARATUS_ON DT APPARATUS | ON DT APPARATUS PRODUCTION | ELECTROLAB | PT-100 |  | GF-36 | PDFG | 1500 | 10000292
I | 20002220 | TS_ON DT APPARATUS PILOT | ON DT APPARATUS PILOT | ELECTROLAB | PT-100 |  | GF-61 | PLGF | 1500 | 10000297
I | 20002221 | TS_ON DT APPARATUS PILOT | ON DT APPARATUS PILOT | ELECTROLAB | PT-100 |  | GF-61 | PLGF | 1500 | 10000297
I | 20002222 | PG_COMPRESSION AREA-2_COMP. AIR LINE | ON COMPRESSED AIR REGULATOR | FESTO |  | 692429 | GF-60 | PLGF | 1500 | 10000195
I | 20002223 | SLING PSYCHROMETER |  | JRM | NA | S16350,M16350 |  | FF01 | 1500
I | 20002224 | SLING PSYCHROMETER |  | JRM | NA |  |  | FF01 | 1500
I | 20002225 | DRY & WET BULB HYGROMETER |  | ZEAL | MASONS | 0084223 |  | FF01 | 1500
I | 20002226 | DIGITAL MULTIMETER |  | FLUKE | 17B+ | 44153801WS |  | FF01 | 1500
I | 20002227 | SOUND LEVEL METER |  | HTC | SL-1350 | N871918 |  | FF01 | 1500
I | 20002228 | DIGITAL CLAMP METER |  | FLUKE | 362 | 45190009WS |  | FF01 | 1500
I | 20002229 | LUX METER |  | HTC | LX-103 | LX-103 |  | FF01 | 1500
I | 20002230 | DIGITAL TECHOMETER |  | KUSUM -MECO | KM2235B | S1073918 |  | FF01 | 1500
I | 20002231 | DIGITAL TECHOMETER |  | KUSUM -MECO | KM2234BL | S1068980 |  | FF01 | 1500
I | 20002232 | MEASURING TAPE |  | FREEMANS | TOPLINE |  |  | FF01 | 1500
I | 20002233 | IR THERMOMETER |  | FLUKE | 59 MAX | 43230026WS |  | FF01 | 1500
I | 20002234 | DIGITAL MICROMETER |  | MITUTOYO |  | 293-240 |  | FF01 | 1500
I | 20002235 | DIGITAL VERNIER CALIPER |  | MITUTOYO | CD-6" CSX | 1458258 |  | FF01 | 1500
I | 20002236 | STOP WATCH-1 |  | RACER |  |  |  | FF01 | 1500
I | 20002237 | STOP WATCH-2 |  | RACER |  |  |  | FF01 | 1500
I | 20002238 | STOP WATCH-3 |  | RACER |  | DSW-03 |  | FF01 | 1500
I | 20002239 | VIBRATION METER |  | HTC | VB8205 | N872863 |  | FF01 | 1500
I | 20002240 | ANEMOMETER |  | HTC | AVM-07 | N857157 |  | FF01 | 1500
I | 20002241 | MULTIFUNCTION CALIBRATOR |  | RADIX | MICROCAL | 119024243 |  | FF01 | 1500
I | 20002242 | RH TEMP. SENS SOURCE IND. CUM CALIBRATOR |  | UNITECH |  | 110120-01 |  | FF01 | 1500
I | 20002243 | SPIRIT LEVEL |  | TAPARIA | SLM05 24 |  |  | FF01 | 1500
I | 20002244 | TS_SOLUTION PREP VESSEL 15LTR_ON VESSEL |  | DPM INSTRUMENTS | RTD-03 | S20/03 | GF-59 | PLGF | 1500 | 10000208
I | 20002245 | TS_SOLUTION PREP VESSEL 50LTR_ON VESSEL |  | DPM INSTRUMENTS | RTD-03 | S20/01 | GF-53 | PDFG | 1500 | 10000217
I | 20002247 | TS_SOLUTION TANK 50 LTR_PRODUCT SENSOR | PRODUCT SENSOR | DPM INSTRUMENTS | RTD-03 | S20/103 | GF-28 | PDFG | 1500 | 10000217
I | 20002248 | PG_BOILER 1.5TPH_STEAM HEADER LINE PRESS |  | WIKA |  |  | GF-20 | UTBR | 1500 | 30000440
I | 20002249 | TC_BOILER_FURNACE OIL TANK |  | SELEC | PID330 | 1812T11-N128 | GF-20 | UTBR | 1500 | 30000440
I | 20002250 | TS_BOILER 1.5 TPH_FURNACE OIL TANK |  | RADIX | PT-100 |  | GF-20 | UTBR | 1500 | 30000440
I | 20002251 | TG_BOILER 1.5 TPH_FURNACE OIL TANK |  | MASS |  |  | GF-20 | UTBR | 1500 | 30000440
I | 20002252 | TG_BOILER 1.5 TPH_FEED WATER TANK |  | MASS |  |  | GF-20 | UTBR | 1500 | 30000440
I | 20002253 | PG_DIESEL GENERATOR_HSD TANK TRANS. PUMP |  | MASS |  |  |  | UTBR | 1500 | 30000446
I | 20002254 | PG_BOILER 1.5TPH_FOST TRANS. PUMP |  | MASS |  |  | GF-20 | UTBR | 1500 | 30000440
I | 20002255 | TG_BOILER 1.5 TPH_FOST TEMPERATURE |  | MASS |  |  | GF-20 | UTBR | 1500 | 30000440
I | 20002256 | PG_BOILER 1.5TPH_FOST STEAM COIL PRESS | FOST STEAM COIL PRESSURE | Baumer |  |  | GF-20 | UTBR | 1500 | 30000440
I | 20002257 | PG_BOILER 1.5TPH_FURNACE OIL TANK STEAM | FURNACE OIL TANK STEAM COIL PR | MASS |  |  | GF-20 | UTBR | 1500 | 30000440
I | 20002258 | DIGITAL MICROMETER_COMPRESSION AREA-1 |  | MITUTOYO | MDC-25 SX | 67719956 | GF-23 | PDFG | 1500 | 10000196
I | 20002259 | DIGITAL MICROMETER_COMPRESSION AREA-1 |  | MITUTOYO | MDC-50 PX | 67667546 | GF-23 | PDFG | 1500 | 10000196
I | 20002260 | DIGITAL DIAL GAUGE_COMPRESSION AREA-1 |  | MITUTOYO | ID-S1012X | 18304989 | GF-23 | PDFG | 1500 | 10000196
I | 20002261 | WEIGHING BALANCE_3 KG_PACKING AREA |  | METTLER TOLEDO | CUB-II-3 | R2W50370-6GX | GF-52 | PACK | 1500
I | 20002264 | PG_NITROGEN LINE_INLET_DISPENSING - 2 | DISPENSING-2 | ABP |  |  | GF-57 | WHGF | 1500 | 10000198
I | 20002265 | PG_NITROGEN LINE_OUTLET_DISPENSING - 2 | DISPENSING-2 | ABP |  |  | GF-57 | WHGF | 1500 | 10000198
I | 20002266 | TS_FORMING TOP PLATE_BLISTER PACKING M/C |  | JINZHOU WONDER PACKING |  |  | GF-50 | PDFG | 1500 | 10000252
I | 20002267 | TS_FORMING BOTTOM PLATE_BLISTER PACK M/C |  | JINZHOU WONDER PACKING |  |  | GF-50 | PDFG | 1500 | 10000252
I | 20002271 | PG_LOW PRESS GAUGE_PACK. WATER CHILLER | LOW PRESSURE GAUGE | WIKA |  |  | FF-15 | FF01 | 1500 | 30000556
I | 20002272 | PG_HIGH PRESS GAUGE_PACK. WATER CHILLER | HIGH PRESSURE GAUGE | WIKA |  |  | FF-15 | FF01 | 1500 | 30000556
I | 20002274 | PG_SUCT. PRESS GAUGE_PACK. WATER CHILLER |  | ADARSH |  |  | FF-15 | FF01 | 1500
I | 20002275 | PG_DISG. PRESS GAUGE_PACK. WATER CHILLER | DISCHARGE PRESSURE GAUGE | ADARSH |  |  | FF-15 | FF01 | 1500
I | 20002276 | TS_CHW OUTLET LINE_PACK. WATER CHILLER | CHILLED WATER OUTLET TEMP. | SUBZERO |  |  | FF-15 | FF01 | 1500
I | 20002277 | PG_NITROGEN LINE INLET_SAMPLING - 2 | NITROGEN LINE INLET | ABP |  |  | GF-87 | SAMP | 1500 | 10000201
I | 20002278 | PG_NITROGEN LINE OUTLET_SAMPLING - 2 | NITROGEN LINE OUTLET | ABP |  |  | GF-87 | SAMP | 1500 | 10000201
I | 20002279 | PG_NITROGEN LINE INTLET_SOL. DISPENSING | NITROGEN LINE INTLET | ABP |  |  | GF-77 | WHGF | 1500 | 10000202
I | 20002280 | PG_NITROGEN LINE OUTLET_SOL. DISPENSING | NITROGEN LINE OUTLET | ABP |  |  | GF-77 | WHGF | 1500 | 10000202
I | 20002281 | PG_NITROGEN LINE INLET_DISPENSING - 3 | NITROGEN LINE INLET | ABP |  |  | GF-58 | WHGF | 1500 | 10000197
I | 20002282 | PG_NITROGEN LINE OUTLET_DISPENSING - 3 | NITROGEN LINE OUTLET | ABP |  |  | GF-58 | WHGF | 1500 | 10000197
I | 20002283 | PG_NITROGEN LINE INTLET_BOTTLE FILLING A | NITROGEN LINE INLET | ABP |  |  | GF-49 | PDFG | 1500
I | 20002284 | PG_NITROGEN LINE OUTLET_BOTTLE FILLING A | NITROGEN LINE OUTLET | ABP |  |  | GF-49 | PDFG | 1500
I | 20002285 | PG_FILTER CLEANING ROOM_ON REGULATOR |  | FESTO |  |  | FF-57 | FF01 | 1500
I | 20002286 | PG_FILTER STORE ROOM_ON REGULATOR | ON REGULATOR | FESTO |  |  | FF-56 | FF01 | 1500
I | 20002287 | DF_PG_FIRE HYDRANT_SPRINKLER JOCKY PUMP |  | BAUMER |  |  |  | UTPH | 1500 | 30000559
I | 20002288 | DF_PG_FIRE HYDRANT_SPRINKLER MAIN PUMP | ON SPRINKLER MAIN PUMP | BAUMER |  |  |  | UTPH | 1500 | 30000559
I | 20002289 | DF_PG_FIRE HYDRANT_HYDRANT JOCKY PUMP | ON HYDRANT JOCKY PUMP | BAUMER |  |  |  | UTPH | 1500 | 30000559
I | 20002290 | DF_PG_FIRE HYDRANT_MAIN HYDRANT PUMP | MAIN HYDRANT PUMP | BAUMER |  |  |  | UTPH | 1500 | 30000559
I | 20002291 | DF_PG_FIRE HYDRANT_ON DIESEL PUMP | ON DIESEL PUMP | BAUMER |  |  | GF-20 | UTPH | 1500 | 30000508
I | 20002301 | TIC_SHRINK WRAPPING M/C | ON SRINK WRAPPING MACHINE | OMRON | E5CC-RX2ASM-800 |  | GF-52 | PACK | 1500 | 10000356
I | 20002302 | TS_HPHV STEAM STERILIZER_CHAMBER | INSIDE CHAMBER | RADIX | PT-100 | 220019665 | FF-43 | QCFF | 1500 | 40000233
I | 20002303 | TS_HPHV STEAM STERILIZER_CHAMBER | INSIDE CHAMBER | RADIX | PT-100 | 220019643 | FF-43 | QCFF | 1500 | 40000233
I | 20002304 | PG_CONTROL VALVE IN_DHU_30000488 | CONTROL VALVE IN_DHU_30000488 | FORBES MARSHALL |  |  | FF-15 | FF01 | 1500 | 30000488
I | 20002305 | PG_CONTROL VALVE OUT_DHU_30000488 | CONTROL VALVE OUT_DHU_30000488 | FORBES MARSHALL |  |  | FF-15 | FF01 | 1500 | 30000488
I | 20002306 | PG_CONTROL VALVE IN_DHU_30000489 | CONTROL VALVE IN_DHU_30000489 | FORBES MARSHALL |  |  | FF-15 | FF01 | 1500 | 30000489
I | 20002307 | PG_CONTROL VALVE OUT_DHU_30000489 | CONTROL VALVE OUT_DHU_30000489 | FORBES MARSHALL |  |  | FF-15 | FF01 | 1500 | 30000489
I | 20002308 | PG_CONTROL VALVE IN_DHU_30000490 | CONTROL VALVE IN_DHU_30000490 | FORBES MARSHALL |  |  | FF-15 | FF01 | 1500 | 30000490
I | 20002309 | PG_CONTROL VALVE OUT_DHU_30000490 | CONTROL VALVE OUT_DHU_30000490 | FORBES MARSHALL |  |  | FF-15 | FF01 | 1500 | 30000490
I | 20002310 | PG_CONTROL VALVE IN_DHU_30000491 | CONTROL VALVE IN_DHU_30000491 | FORBES MARSHALL |  |  | FF-15 | FF01 | 1500 | 30000491
I | 20002311 | PG_CONTROL VALVE OUT_DHU_30000491 | CONTROL VALVE OUT_DHU_30000491 | FORBES MARSHALL |  |  | FF-15 | FF01 | 1500 | 30000491
I | 20002312 | PG_CONTROL VALVE IN_DHU_30000492 | CONTROL VALVE IN_DHU_30000492 | FORBES MARSHALL |  |  | FF-15 | FF01 | 1500 | 30000492
I | 20002313 | PG_CONTROL VALVE OUT_DHU_30000492 | CONTROL VALVE OUT_DHU_30000492 | FORBES MARSHALL |  |  | FF-15 | FF01 | 1500 | 30000492
I | 20002314 | PG_CONTROL VALVE IN_DHU_30000493 | CONTROL VALVE IN_DHU_30000493 | FORBES MARSHALL |  |  | FF-15 | FF01 | 1500 | 30000493
I | 20002315 | PG_CONTROL VALVE OUT_DHU_30000493 | CONTROL VALVE OUT_DHU_30000493 | FORBES MARSHALL |  |  | FF-15 | FF01 | 1500 | 30000493
I | 20002316 | PG_CONTROL VALVE OUT_DHU_30000494 | CONTROL VALVE IN_DHU_30000494 | FORBES MARSHALL |  |  | FF-15 | FF01 | 1500 | 30000494
I | 20002317 | PG_CONTROL VALVE IN_DHU_30000494 | CONTROL VALVE IN_DHU_30000494 | FORBES MARSHALL |  |  | FF-15 | FF01 | 1500 | 30000494
I | 20002318 | PG_CONTROL VALVE IN_DHU_30000495 | CONTROL VALVE IN_DHU_30000495 | FORBES MARSHALL |  |  | FF-15 | FF01 | 1500 | 30000495
I | 20002319 | PG_CONTROL VALVE OUT_DHU_30000495 | CONTROL VALVE OUT_DHU_30000495 | FORBES MARSHALL |  |  | FF-15 | FF01 | 1500 | 30000495
I | 20002320 | PG_CONTROL VALVE IN_DHU_30000496 | CONTROL VALVE IN_DHU_30000496 | FORBES MARSHALL |  |  | FF-15 | FF01 | 1500 | 30000496
I | 20002321 | PG_CONTROL VALVE OUT_DHU_30000496 | CONTROL VALVE OUT_DHU_30000496 | FORBES MARSHALL |  |  | FF-15 | FF01 | 1500 | 30000496
I | 20002322 | PG_CONTROL VALVE IN_DHU_30000497 | CONTROL VALVE IN_DHU_30000497 | FORBES MARSHALL |  |  | FF-15 | FF01 | 1500 | 30000497
I | 20002323 | PG_CONTROL VALVE OUT_DHU_30000497 | CONTROL VALVE OUT_DHU_30000497 | FORBES MARSHALL |  |  | FF-15 | FF01 | 1500 | 30000497
I | 20002324 | PG_CONTROL VALVE IN_DHU_30000498 | CONTROL VALVE IN_DHU_30000498 | FORBES MARSHALL |  |  | FF-15 | FF01 | 1500 | 30000498
I | 20002325 | PG_CONTROL VALVE OUT_DHU_30000498 | CONTROL VALVE OUT_DHU_30000498 | FORBES MARSHALL |  |  | FF-15 | FF01 | 1500 | 30000498
I | 20002326 | PG_ON CV AIR REGULATOR_FBD 300 | ON STEAM CV AIR REGULATOR | FORBES MARSHALL |  |  | FF-15 | FF01 | 1500 | 10000215
I | 20002327 | PG_ON DAMPER CV AIR REGULATOR_FBD 300 | ON DAMPER CV AIR REGULATOR | LA |  |  | FF-15 | FF01 | 1500 | 10000215
I | 20002328 | PG_ON CV POSITIONER IN_FBD 300 | ON CV POSITIONER IN | FORBES MARSHALL |  |  | FF-15 | FF01 | 1500 | 10000215
I | 20002329 | PG_ON CV POSITIONER OUT_FBD 300 | ON CV POSITIONER OUT_FBD 300 | FORBES MARSHALL |  |  | FF-15 | FF01 | 1500 | 10000215
I | 20002330 | PG_ON DAMPER POSITIONER IN_FBD 300 | ON DAMPER POSITIONER IN | AIRA |  |  | FF-15 | FF01 | 1500 | 10000215
I | 20002331 | PG_ON DAMPER POSITIONER OUT_FBD 300 | ON DAMPER POSITIONER OUT | AIRA |  |  | FF-15 | FF01 | 1500 | 10000215
I | 20002332 | PG_ON CV POSITIONER IN_BIN WASING | ON STEAM CV POSITIONER IN | AIRA |  |  | FF-15 | FF02 | 1500 | 10000192
I | 20002333 | PG_ON CV POSITIONER OUT_BIN WASING | ON CV POSITIONER OUT | AIRA |  |  | FF-15 | FF02 | 1500 | 10000192
I | 20002341 | RPM_CENTRIFUGE MACHINE_QC |  | Remi | R-8CBL | ZFGN-22676 | FF39 | QCFF | 1500 | 40000273
I | 20002342 | TIMER_CENTRIFUGE MACHINE_QC |  | Remi | R-8CBL | ZFGN-22676 | FF39 | QCFF | 1500 | 40000273
I | 20002343 | TEMP. SENS. PROBE- A _DT_40000220_QC |  | Electrolab | EDI-2SA |  | FF42 | QCFF | 1500 | 40000220
I | 20002344 | TEMP. SENS. PROBE- B_DT_40000220_QC |  | Electrolab | EDI-2SA |  | FF42 | QCFF | 1500 | 40000220
I | 20002345 | TIC_40000316_QC |  | FE |  | 10925 | FF50 | QCFF | 1500 | 40000316
I | 20002346 | TIMER_DISSOLUTION TESTER_40000227_QC |  | Electrolab |  |  | FF42 | QCFF | 1500 | 40000227
I | 20002347 | TIMER_DISSOLUTION TESTER_40000226_QC |  | Electrolab |  |  | FF42 | QCFF | 1500 | 40000226
I | 20002348 | TIMER_DISSOLUTION TESTER_40000225_QC |  | Electrolab |  |  | FF42 | QCFF | 1500 | 40000225
I | 20002349 | TIMER_DISSOLUTION TESTER_40000224_QC |  | Electrolab |  |  | FF42 | QCFF | 1500 | 40000224
I | 20002350 | TIMER_DISSOLUTION TESTER_40000223_QC |  | Electrolab |  |  | FF42 | QCFF | 1500 | 40000223
I | 20002351 | TIC_TIMER_RPM_OS INCUBATOR_40000284_QC |  | Remi | CIS-24 |  | FF40 | QCFF | 1500 | 40000284
I | 20002352 | SAMPLE COOLER_HPLC 40000246_QC |  | Waters | E2695 |  | FF40 | QCFF | 1500 | 40000246
I | 20002353 | SAMPLE COOLER_HPLC 40000247_QC |  | Waters | E2695 |  | FF36 | QCFF | 1500 | 40000247
I | 20002354 | SAMPLE COOLER_HPLC 40000248_QC |  | Waters | E2695 |  | FF36 | QCFF | 1500 | 40000248
I | 20002355 | SAMPLE COOLER_HPLC 40000249_QC |  | Waters | E2695 |  | FF36 | QCFF | 1500 | 40000249
I | 20002356 | SAMPLE COOLER_HPLC 40000250_QC |  | Waters | E2695 |  | FF36 | QCFF | 1500 | 40000250
I | 20002357 | COLUMN COOLER / OVEN_ HPLC_40000246_QC |  | Waters | E2695 |  | FF36 | QCFF | 1500 | 40000246
I | 20002358 | COLUMN COOLER / OVEN_ HPLC_40000247_QC |  | Waters | E2695 |  | FF36 | QCFF | 1500 | 40000247
I | 20002359 | COLUMN COOLER / OVEN_ HPLC_40000248_QC |  | Waters | E2695 |  | FF36 | QCFF | 1500 | 40000248
I | 20002360 | COLUMN COOLER / OVEN_ HPLC_40000249_QC |  | Waters | E2695 |  | FF36 | QCFF | 1500 | 40000249
I | 20002361 | COLUMN COOLER / OVEN_ HPLC_40000250_QC |  | Waters | E2695 |  | FF36 | QCFF | 1500 | 40000250
I | 20002362 | PH SENSOR_40000275_QC |  | Mettler Toledo |  | 94244930 | FF40 | QCFF | 1500 | 40000275
I | 20002363 | CONDUCTIVITY SENSOR_40000275_QC |  | Mettler Toledo |  | 5818400780 | FF40 | QCFF | 1500 | 40000275
I | 20002364 | CONDUCTIVITY SENSOR_40000276_QC |  | Mettler Toledo |  | 9152995 | FF40 | QCFF | 1500 | 40000276
I | 20002365 | PH SENSOR_40000300_MICRO |  | Mettler Toledo |  | 9332761 | FF43 | QCFF | 1500 | 40000300
I | 20002366 | TS_BOD_40000292_MICRO |  | FE |  | 8934 | FF52 | QCFF | 1500 | 40000292
I | 20002367 | TS_BOD_40000292_MICRO |  | FE |  | 9122 | FF52 | QCFF | 1500 | 40000292
I | 20002368 | TS_BOD_40000292_MICRO |  | FE |  | 9123 | FF52 | QCFF | 1500 | 40000292
I | 20002369 | TS_BOD_40000243_MICRO | INCUBATION ROOM | FE |  | 8937 | FF52 | QCFF | 1500 | 40000243
I | 20002370 | TS_BOD_40000243_MICRO | INCUBATION ROOM | FE |  | 9146 | FF52 | QCFF | 1500 | 40000243
I | 20002371 | TS_BOD_40000243_MICRO | INCUBATION ROOM | FE |  | 9147 | FF52 | QCFF | 1500 | 40000243
I | 20002372 | TS_BOD_40000242_MICRO | INCUBATION ROOM | FE |  | 8930 | FF52 | QCFF | 1500 | 40000242
I | 20002373 | TS_BOD_40000242_MICRO | INCUBATION ROOM | FE |  | 8931 | FF52 | QCFF | 1500 | 40000242
I | 20002374 | TS_BOD_40000242_MICRO | INCUBATION ROOM | FE |  | 9117 | FF52 | QCFF | 1500 | 40000242
I | 20002375 | TS_BOD_40000242_MICRO | INCUBATION ROOM | FE |  | 9118 | FF52 | QCFF | 1500 | 40000242
I | 20002376 | TS_BOD_40000243_MICRO | INCUBATION ROOM | FE |  | 8936 | FF52 | QCFF | 1500 | 40000243
I | 20002377 | TS_BOD_40000291_MICRO |  | FE |  | 8932 | FF52 | QCFF | 1500 | 40000291
I | 20002378 | TS_BOD_40000291_MICRO |  | FE |  | 8933 | FF52 | QCFF | 1500 | 40000291
I | 20002379 | TS_BOD_40000291_MICRO |  | FE |  | 9120 | FF52 | QCFF | 1500 | 40000291
I | 20002380 | TS_BOD_40000291_MICRO |  | FE |  | 9121 | FF52 | QCFF | 1500 | 40000291
I | 20002381 | TS_BOD_40000292_MICRO |  | FE |  | 8935 | FF52 | QCFF | 1500 | 40000292
I | 20002382 | TS_BOD_40000293_MICRO |  | FE |  | 7988 | FF52 | QCFF | 1500 | 40000293
I | 20002383 | TS_BOD_40000293_MICRO |  | FE |  | 7989 | FF52 | QCFF | 1500 | 40000293
I | 20002384 | TS_BOD_40000293_MICRO |  | FE |  | 8918 | FF52 | QCFF | 1500 | 40000293
I | 20002385 | TS_BOD_40000293_MICRO |  | FE |  | 8919 | FF52 | QCFF | 1500 | 40000293
I | 20002386 | TS_COOLING CABINET_40000286_MICRO |  | FE |  | 7984 | FF50 | QCFF | 1500 | 40000286
I | 20002387 | TS_COOLING CABINET_40000286_MICRO |  | FE |  | 7985 | FF50 | QCFF | 1500 | 40000286
I | 20002388 | TS_COOLING CABINET_40000286_MICRO |  | FE |  | 8914 | FF50 | QCFF | 1500 | 40000286
I | 20002389 | TS_COOLING CABINET_40000286_MICRO |  | FE |  | 8915 | FF50 | QCFF | 1500 | 40000286
I | 20002390 | TS_COOLING CABINET_40000259_QC |  | FE |  | 7986 | FF28 | QCFF | 1500 | 40000259
I | 20002391 | TS_COOLING CABINET_40000259_QC |  | FE |  | 7987 | FF28 | QCFF | 1500 | 40000259
I | 20002392 | TS_COOLING CABINET_40000259_QC |  | FE |  | 8916 | FF28 | QCFF | 1500 | 40000259
I | 20002393 | TS_COOLING CABINET_40000259_QC |  | FE |  | 8917 | FF28 | QCFF | 1500 | 40000259
I | 20002394 | TS_DRYING OVEN_40000279_MICRO |  | FE |  | 8564 | FF54 | QCFF | 1500 | 40000279
I | 20002395 | TS_DRYING OVEN_40000279_MICRO |  | FE |  | 8565 | FF54 | QCFF | 1500 | 40000279
I | 20002396 | TS_DRYING OVEN_40000279_MICRO |  | FE |  | 8338 | FF54 | QCFF | 1500 | 40000279
I | 20002397 | TS_DRYING OVEN_40000279_MICRO |  | FE |  | 8339 | FF54 | QCFF | 1500 | 40000279
I | 20002398 | TS_DRYING OVEN_40000267_QC |  | FE |  | 8562 | FF41 | QCFF | 1500 | 40000267
I | 20002399 | TS_DRYING OVEN_40000267_QC |  | FE |  | 8203 | FF41 | QCFF | 1500 | 40000267
I | 20002400 | TS_DRYING OVEN_40000267_QC |  | FE |  | 8337 | FF41 | QCFF | 1500 | 40000267
I | 20002401 | TS_DRYING OVEN_40000267_QC |  | FE |  | 8561 | FF41 | QCFF | 1500 | 40000267
I | 20002402 | TS_PHOTO-STABILITY _40000285_QC |  | FE |  | 12542 | FF19 | QCFF | 1500 | 40000285
I | 20002403 | TS_PHOTO-STABILITY _40000285_QC |  | FE |  | 12590 | FF19 | QCFF | 1500 | 40000285
I | 20002404 | DIG TIMER_MEDIA DEGASSER _40000229_QC |  | Electrolab |  |  | FF42 | QCFF | 1500 | 40000229
I | 20002405 | TI_MEDIA DEGASSER_40000229_QC |  | Electrolab |  |  | FF42 | QCFF | 1500 | 40000229
I | 20002406 | DO2 METER_MEDIA DEG _40000229_QC |  | Electrolab |  |  | FF42 | QCFF | 1500 | 40000229
I | 20002407 | PG_HYDROGEN_GPS_OUTLET_QC | GC ROOM | Baumer | EM 837-1 | K232.59-05016 | FF37 | QCFF | 1500 | 40000256
I | 20002408 | PG_HYDROGEN_GPS_INLET _QC | GC ROOM | Baumer | EM 837-1 | K232.59-05783 | FF37 | QCFF | 1500 | 40000256
I | 20002409 | PG_HYDROGEN_INLET_40000333_QC |  | Baumer | EM 837-1 | K091.59-05005 | FF37 | QCFF | 1500 | 40000333
I | 20002410 | PG_HYDROGEN_INLET_40000256 _QC | GC ROOM | Baumer | EM 837-1 | K091.59-04959 | FF37 | QCFF | 1500 | 40000256
I | 20002411 | PG_ZERO AIR_GPS_OUTLET _QC | GC ROOM | Baumer | EM 837-1 | K232.59-06139 | FF37 | QCFF | 1500 | 40000256
I | 20002412 | PG_ZERO AIR_GPS_INLET _QC | GC ROOM | Baumer | EM 837-1 | K232.59-06113 | FF37 | QCFF | 1500 | 40000256
I | 20002413 | PG_ZERO AIR_INLET_40000333_QC |  | Baumer | EM 837-1 | K091.59-04999 | FF37 | QCFF | 1500 | 40000333
I | 20002414 | PG_ZERO AIR_INLET_40000256_QC | GC ROOM | Baumer | EM 837-1 | K265.59-05648 | FF37 | QCFF | 1500 | 40000256
I | 20002415 | PG_NITROGEN_GPS_OUTLET _QC | GC ROOM | Baumer | EM 837-1 | K232.59-04949 | FF37 | QCFF | 1500 | 40000256
I | 20002416 | PG_NITROGEN_GPS_INLET_QC | GC ROOM | Baumer | EM 837-1 | K232.59-05803 | FF37 | QCFF | 1500 | 40000256
I | 20002417 | PG_NITROGEN_INLET_40000333_QC |  | Baumer | EM 837-1 | K265.59-05690 | FF37 | QCFF | 1500 | 40000333
I | 20002418 | PG_NITROGEN_INLET_40000256 _QC | GC ROOM | Baumer | EM 837-1 | K091.59-05022 | FF37 | QCFF | 1500 | 40000256
I | 20002419 | PG_NITROGEN/HELIUM_CHANGE OVER_QC | GC ROOM | Baumer | EM 837-1 | K265.59-06359 | FF37 | QCFF | 1500 | 40000256
I | 20002420 | PG_NITROGEN_OUTLET_HPTLC_QC | GC ROOM | Baumer | EM 837-1 | L126.59-05059 | FF38 | QCFF | 1500 | 40000256
I | 20002421 | PG_NITROGEN_OUTLET_FUMING HOOD _QC | GC ROOM | Baumer | EM 837-1 | K265.59-05376 | FF39 | QCFF | 1500 | 40000256
I | 20002422 | PG_NITROGEN_INLET_40000241 _MICRO | MICRO MEDIA PREPARATION | Baumer | EM 837-1 | K265.59-06968 | FF43 | QCFF | 1500 | 40000241
I | 20002423 | PG_NITROGEN_OUTLET_40000241_MICRO | MICRO MEDIA PREPARATION | Baumer | EM 837-1 | K265.59-06374 | FF43 | QCFF | 1500 | 40000241
I | 20002424 | PG_HELIUM_GPS_OUTLET _QC | GC ROOM | Baumer | EM 837-1 | K091.59-04971 | FF37 | QCFF | 1500 | 40000256
I | 20002425 | PG_HELIUM_GPS_INLET _QC | GC ROOM | Baumer | EM 837-1 | K091.59-04951 | FF37 | QCFF | 1500 | 40000256
I | 20002426 | PG_HELIUM_INLET_40000333_QC |  | Baumer | EM 837-1 | K265.59-05711 | FF37 | QCFF | 1500 | 40000333
I | 20002427 | PG_HELIUM_INLET_40000256_QC | GC ROOM | Baumer | EM 837-1 | K091.59-04973 | FF37 | QCFF | 1500 | 40000256
I | 20002428 | PG_NITROGEN_CYLINDER PRESSURE_GC_QC | GC ROOM | Baumer | EM 837-1 | J461.59-02606 | FF37 | QCFF | 1500 | 40000256
I | 20002429 | PG_NITROGEN_LINE PRESSURE_GC _QC | GC ROOM | Baumer | EM 837-1 | 1128.PG160533 | FF37 | QCFF | 1500 | 40000256
I | 20002430 | PG_NITROGEN_CYLINDER PRESSURE_TOC_QC | GC ROOM | Baumer | EM 837-1 | J461.59-03063 | FF37 | QCFF | 1500 | 40000256
I | 20002431 | PG_NITROGEN_LINE PRESSURE_TOC _QC | GC ROOM | Baumer | EM 837-1 | J461.59-60978 | FF37 | QCFF | 1500 | 40000256
I | 20002432 | PG_NITROGEN_CYLIN PRESS_SAMPLING AREA_QC | GC ROOM | Baumer | EM 837-1 | 1128PG160680 | FF37 | QCFF | 1500 | 40000256
I | 20002433 | PG_NITROGEN_LINE PRESSAMPLING AREA_QC | GC ROOM | Baumer | EM 837-1 | J461.59-02506 | FF37 | QCFF | 1500 | 40000256
I | 20002434 | PG_HYDROGEN_CYLINDER PRESSURE_QC | GC ROOM | Baumer | EM 837-1 | J461.59-02563 | FF37 | QCFF | 1500 | 40000256
I | 20002435 | PG_HYDROGEN_LINE PRESSURE _QC | GC ROOM | Baumer | EM 837-1 | 1128PG160519 | FF37 | QCFF | 1500 | 40000256
I | 20002436 | PG_ZERO AIR_CYLINDER PRESSURE_QC | GC ROOM | Baumer | EM 837-1 | J461.59-02744 | FF37 | QCFF | 1500 | 40000256
I | 20002437 | PG_ZERO AIR_LINE PRESSURE_QC | GC ROOM | Baumer | EM 837-1 | 1128PG160573 | FF37 | QCFF | 1500 | 40000256
I | 20002438 | PG_HELIUM_CYLINDER PRESSURE_QC | GC ROOM | Baumer | EM 837-1 | J461.59-02649 | FF37 | QCFF | 1500 | 40000256
I | 20002439 | PG_HELIUM_LINE PRESSURE _QC | GC ROOM | Baumer | EM 837-1 | 1128PG160614 | FF37 | QCFF | 1500 | 40000256
I | 20002440 | DIGITAL UV METER_PHOTOSTAB _40000285_QC |  | FE |  | S.007423 | FF19 | QCFF | 1500 | 40000285
I | 20002441 | DIGITAL LUX METER_PHOTO-STAB_40000285_QC |  | FE |  | S.003547 | FF19 | QCFF | 1500 | 40000285
I | 20002442 | RHT SENSOR_WALKIN CHAMBER_40000240_QC |  | FE |  | 200826160 | FF19 | QCFF | 1500 | 40000240
I | 20002443 | RHT SENSOR_WALKIN CHAMBER_40000240_QC |  | FE |  | 200826161 | FF19 | QCFF | 1500 | 40000240
I | 20002444 | RHT SENSOR_WALKIN CHAMBER_40000240_QC |  | FE |  | 200826163 | FF19 | QCFF | 1500 | 40000240
I | 20002445 | RHT SENSOR_WALKIN CHAMBER_40000240_QC |  | FE |  | 200826164 | FF19 | QCFF | 1500 | 40000240
I | 20002446 | RHT SENSOR_WALKIN CHAMBER_40000240_QC |  | FE |  | 200826167 | FF19 | QCFF | 1500 | 40000240
I | 20002447 | RHT SENSOR_WALKIN CHAMBER_40000240_QC |  | FE |  | 200826168 | FF19 | QCFF | 1500 | 40000240
I | 20002448 | RHT SENSOR_WALKIN CHAMBER_40000240_QC |  | FE |  | 200826169 | FF19 | QCFF | 1500 | 40000240
I | 20002449 | RHT SENSOR_WALKIN CHAMBER_40000240_QC |  | FE |  | 200826170 | FF19 | QCFF | 1500 | 40000240
I | 20002450 | RHT SENSOR_WALKIN CHAMBER_40000238_QC |  | FE |  | 200826291 | FF19 | QCFF | 1500 | 40000238
I | 20002451 | RHT SENSOR_WALKIN CHAMBER_40000238_QC |  | FE |  | 200826292 | FF19 | QCFF | 1500 | 40000238
I | 20002452 | RHT SENSOR_WALKIN CHAMBER_40000238_QC |  | FE |  | 200826293 | FF19 | QCFF | 1500 | 40000238
I | 20002453 | RHT SENSOR_WALKIN CHAMBER_40000238_QC |  | FE |  | 200826294 | FF19 | QCFF | 1500 | 40000238
I | 20002454 | RHT SENSOR_WALKIN CHAMBER_40000238_QC |  | FE |  | 200826295 | FF19 | QCFF | 1500 | 40000238
I | 20002455 | RHT SENSOR_WALKIN CHAMBER_40000238_QC |  | FE |  | 200826296 | FF19 | QCFF | 1500 | 40000238
I | 20002456 | RHT SENSOR_WALKIN CHAMBER_40000238_QC |  | FE |  | 200826297 | FF19 | QCFF | 1500 | 40000238
I | 20002457 | RHT SENSOR_WALKIN CHAMBER_40000238_QC |  | FE |  | 200826298 | FF19 | QCFF | 1500 | 40000238
I | 20002458 | RHT SENSOR_WALKIN CHAMBER_40000237_QC |  | FE |  | 200826194 | FF19 | QCFF | 1500 | 40000237
I | 20002459 | RHT SENSOR_WALKIN CHAMBER_40000237_QC |  | FE |  | 200826195 | FF19 | QCFF | 1500 | 40000237
I | 20002460 | RHT SENSOR_WALKIN CHAMBER_40000237_QC |  | FE |  | 200826196 | FF19 | QCFF | 1500 | 40000237
I | 20002461 | RHT SENSOR_WALKIN CHAMBER_40000237_QC |  | FE |  | 200826197 | FF19 | QCFF | 1500 | 40000237
I | 20002462 | RHT SENSOR_WALKIN CHAMBER_40000237_QC |  | FE |  | 200826185 | FF19 | QCFF | 1500 | 40000237
I | 20002463 | RHT SENSOR_WALKIN CHAMBER_40000237_QC |  | FE |  | 200826193 | FF19 | QCFF | 1500 | 40000237
I | 20002464 | RHT SENSOR_WALKIN CHAMBER_40000237_QC |  | FE |  | 200826186 | FF19 | QCFF | 1500 | 40000237
I | 20002465 | RHT SENSOR_WALKIN CHAMBER_40000237_QC |  | FE |  | 200826191 | FF19 | QCFF | 1500 | 40000237
I | 20002466 | RHT SENSOR_WALKIN CHAMBER_40000236_QC |  | FE |  | 200826177 | FF19 | QCFF | 1500 | 40000236
I | 20002467 | RHT SENSOR_WALKIN CHAMBER_40000236_QC |  | FE |  | 200826180 | FF19 | QCFF | 1500 | 40000236
I | 20002468 | RHT SENSOR_WALKIN CHAMBER_40000236_QC |  | FE |  | 200826181 | FF19 | QCFF | 1500 | 40000236
I | 20002469 | RHT SENSOR_WALKIN CHAMBER_40000236_QC |  | FE |  | 200826182 | FF19 | QCFF | 1500 | 40000236
I | 20002470 | RHT SENSOR_WALKIN CHAMBER_40000236_QC |  | FE |  | 200826171 | FF19 | QCFF | 1500 | 40000236
I | 20002471 | RHT SENSOR_WALKIN CHAMBER_40000236_QC |  | FE |  | 200826173 | FF19 | QCFF | 1500 | 40000236
I | 20002472 | RHT SENSOR_WALKIN CHAMBER_40000236_QC |  | FE |  | 200826174 | FF19 | QCFF | 1500 | 40000236
I | 20002473 | RHT SENSOR_WALKIN CHAMBER_40000236_QC |  | FE |  | 200826176 | FF19 | QCFF | 1500 | 40000236
I | 20002474 | TIC _VACUUM OVEN_40000264_QC |  | FE |  | PT-14/18-19 | FF39 | QCFF | 1500 | 40000264
I | 20002475 | TS_COOLING CABINET_40000282_QC |  | FE |  | 8923 | FF33 | QCFF | 1500 | 40000282
I | 20002476 | TS_COOLING CABINET_40000282_QC |  | FE |  | 8922 | FF33 | QCFF | 1500 | 40000282
I | 20002477 | TS_COOLING CABINET_40000282_QC |  | FE |  | 9074 | FF33 | QCFF | 1500 | 40000282
I | 20002478 | TS_COOLING CABINET_40000282_QC |  | FE |  | 10993 | FF33 | QCFF | 1500 | 40000282
I | 20002479 | TS_COOLING CABINET_40000281_QC |  | FE |  | 8920 | FF28 | QCFF | 1500 | 40000281
I | 20002480 | TS_COOLING CABINET_40000281_QC |  | FE |  | 8921 | FF28 | QCFF | 1500 | 40000281
I | 20002481 | TS_COOLING CABINET_40000281_QC |  | FE |  | 9071 | FF28 | QCFF | 1500 | 40000281
I | 20002482 | TS_COOLING CABINET_40000281_QC |  | FE |  | 11498 | FF28 | QCFF | 1500 | 40000281
I | 20002483 | TS_MUFFLE FURNACE _40000309_QC |  | I-therm |  | HITC 19024 | FF39 | QCFF | 1500 | 40000309
I | 20002484 | TS_WATER BATH_40000310_QC |  | I-therm | HWB12G | HIPT 19023 | FF39 | QCFF | 1500 | 40000310
I | 20002485 | TS_WATER BATH_40000334_MICRO |  | I-therm | HWB12G | HU139 | FF35 | QCFF | 1500 | 40000334
I | 20002486 | RHT SENSOR_WALKIN CHAMBER_40000239_QC |  | FE |  | 200826179 | FF19 | QCFF | 1500 | 40000239
I | 20002487 | RHT SENSOR_WALKIN CHAMBER_40000239_QC |  | FE |  | 200826189 | FF19 | QCFF | 1500 | 40000239
I | 20002488 | RHT SENSOR_WALKIN CHAMBER_40000239_QC |  | FE |  | 201015107 | FF19 | QCFF | 1500 | 40000239
I | 20002489 | RHT SENSOR_WALKIN CHAMBER_40000239_QC |  | FE |  | 200826198 | FF19 | QCFF | 1500 | 40000239
I | 20002490 | RHT SENSOR_WALKIN CHAMBER_40000239_QC |  | FE |  | 200826165 | FF19 | QCFF | 1500 | 40000239
I | 20002491 | RHT SENSOR_WALKIN CHAMBER_40000239_QC |  | FE |  | 201015108 | FF19 | QCFF | 1500 | 40000239
I | 20002492 | RHT SENSOR_WALKIN CHAMBER_40000239_QC |  | FE |  | 200826190 | FF19 | QCFF | 1500 | 40000239
I | 20002493 | RHT SENSOR_WALKIN CHAMBER_40000239_QC |  | FE |  | 200826162 | FF19 | QCFF | 1500 | 40000239
I | 20002494 | SIEVE ASTM-100 (150 UM)_QC |  | Electrolab |  | 190530 | FF40 | QCFF | 1500 | 40000222
I | 20002495 | SIEVE ASTM-80 (180 UM)_QC |  | Electrolab |  | 181720 | FF40 | QCFF | 1500 | 40000222
I | 20002496 | SIEVE ASTM - 20 (850 UM)_QC |  | Electrolab |  | 183540 | FF40 | QCFF | 1500 | 40000222
I | 20002497 | SIEVE ASTM - 60 (250UM)_QC |  | Electrolab |  | 190198 | FF40 | QCFF | 1500 | 40000222
I | 20002498 | SIEVE ASTM - 40 (425 UM)_QC |  | Electrolab |  | 190493 | FF40 | QCFF | 1500 | 40000222
I | 20002499 | SIEVE ASTM - 230_QC |  | Jayant |  | 200158 | FF40 | QCFF | 1500 | 40000222
I | 20002500 | TEST SIEVE WIRE CLOTH_710 MICRON_QC |  | Jayant |  | BGP-TS-02 | FF40 | QCFF | 1500 | 40000222
I | 20002501 | TC_VACUUM OVEN_40000264_QC |  | FE | PXF4 |  | FF39 | QCFF | 1500 | 40000264
I | 20002502 | TCS_ULTRASONIC BATH_40000296_QC |  | SELEC |  |  | FF40 | QCFF | 1500 | 40000296
I | 20002503 | TCS_ULTRASONIC BATH_40000297_QC |  | SELEC |  |  | FF40 | QCFF | 1500 | 40000297
I | 20002504 | TC_DEEP FREZZER_40000316_MICRO |  | FE | PXF4 |  | FF50 | QCFF | 1500 | 40000316
I | 20002505 | TC_HYDRONIC SYSTEM_40000236_QC |  | OMRON | E5CWL | 41218M030 | FF19 | QCFF | 1500 | 40000236
I | 20002506 | TS_HYDRONIC SYSTEM_40000236_QC |  | TRISTAR | PT-100 | 8761 | FF19 | QCFF | 1500 | 40000236
I | 20002507 | TC_HYDRONIC SYSTEM_40000237_QC |  | OMRON | E5CWL | 41218M032 | FF19 | QCFF | 1500 | 40000237
I | 20002508 | TS_HYDRONIC SYSTEM_40000237_QC |  | TRISTAR | PT-100 | 8763 | FF19 | QCFF | 1500 | 40000237
I | 20002509 | TC_HYDRONIC SYSTEM_40000238_QC |  | OMRON | E5CWL | 41218M031 | FF19 | QCFF | 1500 | 40000238
I | 20002510 | TS_HYDRONIC SYSTEM_40000238_QC |  | TRISTAR | PT-100 | 8762 | FF19 | QCFF | 1500 | 40000238
I | 20002511 | TC_HYDRONIC SYSTEM_40000239_QC |  | OMRON | E5CWL | 41218M034 | FF19 | QCFF | 1500 | 40000239
I | 20002512 | TS_HYDRONIC SYSTEM_40000239_QC |  | TRISTAR | PT-100 | 8760 | FF19 | QCFF | 1500 | 40000239
I | 20002513 | TC_HYDRONIC SYSTEM_40000240_QC |  | OMRON | E5CWL | 41218M033 | FF19 | QCFF | 1500 | 40000240
I | 20002514 | TS_HYDRONIC SYSTEM_40000240_QC |  | TRISTAR | PT-100 | 9357 | FF19 | QCFF | 1500 | 40000240
I | 20002515 | TCS_ULTRASONIC BATH_40000298_QC |  | SUB-ZERO | Leela Sonic-500 | L/AH/S2K1909126 | FF40 | QCFF | 1500 | 40000298
I | 20002516 | TCS_POLARIMETER_40000218_QC |  | Anton Paar | MKT-10 | 99049829 | FF38 | QCFF | 1500 | 40000218
I | 20002517 | TIMER_ULTRASONIC BATH_40000296_QC |  | LEELA SONIC |  |  | FF40 | QCFF | 1500 | 40000296
I | 20002518 | TIMER_ULTRASONIC BATH_40000297_QC |  | LEELA SONIC |  |  | FF40 | QCFF | 1500 | 40000297
I | 20002519 | TIMER_ULTRASONIC BATH_40000298_QC |  | LEELA SONIC |  |  | FF40 | QCFF | 1500 | 40000298
I | 20002520 | SLIP GAUGE (10MM)_QC |  | Aditya Steel |  | 2913 | FF42 | QCFF | 1500
I | 20002521 | DIAL INDICATOR _QC |  | Baker |  | CKB647 | FF42 | QCFF | 1500
I | 20002522 | CENTRING DEVICE _QC |  | Electrolab |  | IELCD-190207 | FF42 | QCFF | 1500
I | 20002523 | DIGITAL PROTRACTOR_QC |  | Electrolab |  | IELDP-190208 | FF42 | QCFF | 1500
I | 20002524 | DIGITAL THERMOMETER_QC |  | Radix | DT-302-1 | 318045128 | FF42 | QCFF | 1500
I | 20002525 | DIGITAL RTD SENSOR (PT.100)_QC |  | Radix | DT-302-1 | 318045108 | FF42 | QCFF | 1500
I | 20002526 | DIGITAL TACHOMETER_QC |  | Electrolab | DT-2234C | T004627 | FF42 | QCFF | 1500
I | 20002527 | DIGITAL DEPTH GAUGE_QC |  | Electrolab |  | 1904008 | FF42 | QCFF | 1500
I | 20002528 | BASKET VALIDATION GAUGE_QC |  | Electrolab |  | 1902016 | FF42 | QCFF | 1500
I | 20002529 | 25 MM BLOCK STANDARD_QC |  | Electrolab |  | 1904003 | FF42 | QCFF | 1500
I | 20002530 | PG_SACHET FILL M/C_ON REGULATOR | ON REGULATOR | FESTO |  |  | GF-51 | PDFG | 1500 | 10000376
I | 20002531 | PS_SACHET FILL M/C_ON FRL UNIT | ON FRL UNIT | FESTO |  |  | GF-51 | PDFG | 1500 | 10000376
I | 20002532 | TS_SACHET FILL M/C_FRONT UPPER TEMP. | FRONT UPPER TEMPERATURE | AYS | J TYPE |  | GF-51 | PDFG | 1500 | 10000376
I | 20002533 | TS_SACHET FILL M/C_REAR UPPER TEMP. | REAR UPPER TEMPERATURE | AYS | J TYPE |  | GF-51 | PDFG | 1500 | 10000376
I | 20002534 | TS_SACHET FILL M/C_FRONT VERT.TEMP. (R) | FRONT VERTICAL .TEMP.(R) | AYS | J TYPE |  | GF-51 | PDFG | 1500 | 10000376
I | 20002535 | TS_SACHET FILL M/C_REAR VERT.TEMP. (R) | REAR VERT.TEMP. (R) | AYS | J TYPE |  | GF-51 | PDFG | 1500 | 10000376
I | 20002536 | TS_SACHET FILL M/C_FRONT VERT.TEMP. (L) | FRONT VERT.TEMP. (L) | AYS | J TYPE |  | GF-51 | PDFG | 1500 | 10000376
I | 20002537 | TS_SACHET FILL M/C_REAR VERT.TEMP. (L) | REAR VERT.TEMP. (L) | AYS | J TYPE |  | GF-51 | PDFG | 1500 | 10000376
I | 20002538 | TS_SACHET FILL M/C_FRONT LOWER TEMP. | FRONT LOWER TEMP. | AYS | J TYPE |  | GF-51 | PDFG | 1500 | 10000376
I | 20002539 | TS_SACHET FILL M/C_REAR LOWER TEMP. | REAR LOWER TEMPERATURE | AYS | J TYPE |  | GF-51 | PDFG | 1500 | 10000376
I | 20002540 | PG_BOILER 1.5TPH_MAIN STEAM PRESSURE | MAIN STEAM PRESSURE | FORBES MARSHALL |  | 4H18045740 |  | UTBR | 1500 | 30000561
I | 20002541 | PG_BOILER 1.5TPH_FURNACE OIL PUMP PRESS | FURNACE OIL PUMP PRESSURE | FORBES MARSHALL |  | 4H20031985 |  | UTBR | 1500 | 30000561
I | 20002542 | PG_BOILER 1.5TPH_FEED PUMP PRESSURE | FEED PUMP PRESSURE | FORBES MARSHALL |  | 4H20046997 |  | UTBR | 1500 | 30000561
I | 20002543 | PG_BOILER 1.5TPH_FEED PUMP-2 PRESSURE | FEED PUMP-2 PRESSURE | FORBES MARSHALL |  | 4H20047001 |  | UTBR | 1500 | 30000561
I | 20002544 | TG_BOILER 1.5TPH_HEATER TEMPERATURE | HEATER TEMPERATURE | FORBES MARSHALL |  | 4H19104009 |  | UTBR | 1500 | 30000561
I | 20002545 | TS_BOILER 1.5TPH_STACK TEMPERATURE | STACK TEMPERATURE | STEAM FLEX |  | 19070935 |  | UTBR | 1500 | 30000561
I | 20002546 | TS_BOILER 1.5TPH_OIL TEMPERATURE | OIL TEMPERATURE | FORBES MARSHALL |  | 4H20023079 |  | UTBR | 1500 | 30000561
I | 20002547 | TC_BOILER 1.5TPH_OIL TEMPERATURE | ON PANEL (OIL TEMPERATURE) | SELEC | TC 513 | 2007A06-5699 |  | UTBR | 1500 | 30000561
I | 20002548 | TC_BOILER 1.5TPH_STACK TEMPERATURE | ON PANEL (STACK TEMPERATURE) | SELEC | TC 513 | 2001A01-012 |  | UTBR | 1500 | 30000561
I | 20002549 | PS_BOILER 1.5TPH_MAIN STEAM PRESSURE-1 | MAIN STEAM PRESSURE | DANFOSS |  |  |  | UTBR | 1500 | 30000561
I | 20002550 | PS_BOILER 1.5TPH_MAIN STEAM PRESSURE-2 | MAIN STEAM PRESSURE-2 | DANFOSS |  |  |  | UTBR | 1500 | 30000561
I | 20002551 | TC_STRIP PACKING_L H SIDE TEMPERATURE | L H SIDE TEMPERATURE | SELEC | TC 203 | 2103A03-1167 | GF-51 | PDFG | 1500 | 10000378
I | 20002552 | TC_STRIP PACKING_R H SIDE TEMPERATURE | R.H. SIDE TEMPERATURE | SELEC | TC 203 | 2103A03-1250 | GF-51 | PDFG | 1500 | 10000378
I | 20002553 | TS_STRIP PACKING_R H SIDE TEMPERATURE |  | RADIX | K TYPE |  | GF-51 | PDFG | 1500 | 10000378
I | 20002554 | TS_STRIP PACKING_L H SIDE TEMPERATURE |  | RADIX | K TYPE |  | GF-51 | PDFG | 1500 | 10000378
I | 20002555 | RHTT_AHU-F06_ON RETURN AIR DUCT | ON RETURN AIR DUCT | DWYER | RHP-2D22 |  | FF-60 | FF01 | 1500 | 30000475
I | 20002556 | PG_FIRE HYDRANT_SPRINKLER JOCKY PUMP | ON SPRINKLER JOCKEY PUMP | BAUMER |  | M093.59-00403 |  | UTPH | 1500 | 30000559
I | 20002557 | PG_FIRE HYDRANT_SPRINKLER MAIN PUMP | ON SPRINKLER MAIN PUMP | BAUMER |  | M093.59-00457 |  | UTPH | 1500 | 30000559
I | 20002558 | PG_FIRE HYDRANT_HYDRANT JOCKY PUMP | ON HYDRANT JOCKY PUMP | BAUMER |  | L405.59-11184 |  | UTPH | 1500 | 30000559
I | 20002559 | PG_FIRE HYDRANT_MAIN HYDRANT PUMP | MAIN HYDRANT PUMP | BAUMER |  | L405.59-11245 |  | UTPH | 1500 | 30000559
I | 20002560 | PG_FIRE HYDRANT_ON DIESEL PUMP | ON DIESEL PUMP | BAUMER |  | L421.59-00221 |  | UTPH | 1500 | 30000508
I | 20002561 | TC_HWS_ON PANEL HOT WATER TEMP. | ON PANEL HOT WATER TEMP | SELEC | PID500 | 2011A11-N 099 | GF-20 | UTY0 | 1500 | 30000445
I | 20002562 | PG_FBD 300_STEAM LINE INLET (PRV IN) | STEAM LINE INLET (PRV IN) | GENERAL |  |  | FF-15 | FF01 | 1500 | 10000215
I | 20002563 | PG_FBD 300_STEAM LINE INLET (PRV OUT) | STEAM LINE INLET (PRV OUT) | GENERAL |  |  | FF-15 | FF01 | 1500 | 10000215
I | 20002564 | PG_AIR COMPRESSOR_OUTLET LINE | OUTLET AIR LINE | BAUMER | NA | J442.59-01350 | GF-20 | UTY0 | 1500 | 30000441
I | 20002565 | SS CAPSULE COUNTER TRAY_100 C | SS CAPSULE COUNTER TRAY_100 C | NEXGEN PHARMA |  |  | GF-49 | PDFG | 1500
I | 20002566 | SS CAPSULE COUNTER TRAY_100 C | SS CAPSULE COUNTER TRAY_100 C | NEXGEN PHARMA |  |  | GF-49 | PDFG | 1500
I | 20002567 | SS CAPSULE COUNTER TRAY_100 C | SS CAPSULE COUNTER TRAY_100 C | NEXGEN PHARMA |  |  | GF-49 | PDFG | 1500
I | 20002568 | SS CAPSULE COUNTER TRAY_90 CAP | SS CAPSULE COUNTER TRAY_100 C | NEXGEN PHARMA |  |  | GF-49 | PDFG | 1500
I | 20002569 | SS CAPSULE COUNTER TRAY_90 CAP | SS CAPSULE COUNTER TRAY_100 C | NEXGEN PHARMA |  |  | GF-49 | PDFG | 1500
I | 20002570 | SS CAPSULE COUNTER TRAY_90 CAP | SS CAPSULE COUNTER TRAY_90 CAP | NEXGEN PHARMA |  |  | GF-49 | PDFG | 1500
I | 20002577 | TS_COATING M/C 1200MM_BED TEMP | BED TEMPERATURE | MICRO EPSILON | CSmi2W-SF15-C3/3 |  | GF-35 | PDFG | 1500 | 10000218
I | 20002578 | PT_BIN WASHING_PURIFIED WATER TANK-2 | PURIFIDE WATER TANK -02 | BAUMER | CTX323B220 | 102758023 | FF-15 | FF02 | 1500 | 10000192
I | 20002579 | PORTABLE OXYGEN METER_EHS |  | GAS CLIP TECHNOLOGIES | SGC-O | SOSJ055897 |  | FF01 | 1500
I | 20002580 | TABLET COUNTER_30 COUNT_ PACKING AREA |  | NEXGEN PHARMATECH |  |  | GF-52 | PACK | 1500
I | 20002581 | TABLET COUNTER_100 COUNT_ PACKING AREA |  | NEXGEN PHARMATECH |  |  | GF-52 | PACK | 1500
I | 20002583 | RHTS_FBD 300LTR_INLET DUCT | INLET DUCT | RADIX | SC 807 |  | FF-15 | FF01 | 1500 | 10000215
I | 20002585 | PG_NITROGEN LINE INLET_INSPECTION ROOM-1 | NITROGEN LINE INLET | BAUMER |  |  | GF-42 | PDFG | 1500 | 30000573
I | 20002586 | PG_NITROGEN LINE OUTLE_INSPECTION ROOM-1 | NITROGEN LINE OUTLET | BAUMER |  |  | GF-42 | PDFG | 1500 | 30000573
I | 20002587 | PG_NITROGEN LINE INLET_COATING AREA-1 | NITROGEN LINE INLET | BAUMER |  |  | GF-35 | PDFG | 1500 | 30000573
I | 20002588 | PG_NITROGEN LINE OUTLE_COATING AREA-1 | NITROGEN LINE OUTLET | BAUMER |  |  | GF-42 | PDFG | 1500 | 30000573
I | 20002589 | PG_NITROGEN LINE INLET_GRANULATION-1 | NITROGEN LINE INLET | BAUMER |  |  | GF-28 | PDFG | 1500 | 30000573
I | 20002590 | PG_NITROGEN LINE OUTLE_GRANULATION-1 | NITROGEN LINE OUTLET | BAUMER |  |  | GF-28 | PDFG | 1500 | 30000573
I | 20002591 | PG_NITROGEN LINE INLET_BLENDING AREA-1 | NITROGEN LINE INLET | BAUMER |  |  | GF-25 | PDFG | 1500 | 30000573
I | 20002592 | PG_NITROGEN LINE OUTLE_BLENDING AREA-1 | NITROGEN LINE OUTLET | BAUMER |  |  | GF-25 | PDFG | 1500 | 30000573
I | 20002593 | PG_NITROGEN LINE IN_COMPRESSION ROOM-1 | NITROGEN LINE INLET | BAUMER |  |  | GF-23 | PDFG | 1500 | 30000573
I | 20002594 | PG_NITROGEN LINE OUT_COMPRESSION ROOM -1 | NITROGEN LINE OUTLET | BAUMER |  |  | GF-23 | PDFG | 1500 | 30000573
I | 20002595 | PG_TWIN SCREW VOLUMETRIC FEEDER_ON REGUL | ON REGULATOR | FESTO |  | 8003636 N6 | GF-23 | PDFG | 1500 | 10000380
I | 20002597 | DIGITAL THERMOMETER_SECONDRY WATER SYS. | IN SECONDRY WATER SYATEM | HTC | DT-302-1 | 356643 | FF-58 | FF01 | 1500
I | 20002651 | PG_PTS SACHET FILLING AREA_ON REGULATOR |  | FESTO |  |  | GF-51 | PDFG | 1500 | 10000406
I | 20002652 | CG_ROLL COMPACTOR_ON VACUUM PUMP | ON VACUUM PUMP | ORION |  |  | GF-26 | DRGR | 1500 | 10000403
I | 20002653 | PG_ROLL COMPACTOR_ON HYDRAULIC PUMP | ON HYDRAULIC PUMP | TIPCO |  |  | GF-26 | DRGR | 1500 | 10000403
I | 20002654 | PG_ROLL COMPACTOR_ON LUBRICATION PUMP | ON LUBRICATION PUMP | FLOURISHING |  |  | GF-26 | DRGR | 1500 | 10000403
I | 20002655 | PG_ROLL COMPACTOR_ON FR UNIT | ON FR UNIT | FESTO |  |  | GF-26 | DRGR | 1500 | 10000403
I | 20002656 | PT_ROLL COMPACTOR_ROLL HYDRAULIC PRESSUR | ROLL HYDRAULIC PRESSURE | OMICRON |  |  | GF-26 | DRGR | 1500 | 10000403
I | 20002657 | PI_ROLL COMPACTOR_SIDE SEAL PRESSURE | SIDE SEAL PRESSURE | AUTONICS |  |  | GF-26 | DRGR | 1500 | 10000403
I | 20002658 | PS_ROLL COMPACTOR_ON FR UNIT | ON FR UNIT | EUROSWITCH |  |  | GF-26 | DRGR | 1500 | 10000403
I | 20002659 | PG_PTS DRY GRANULATION_ON FR UNIT | ON FR UNIT | FESTO |  |  | GF-26 | DRGR | 1500 | 10000405
I | 20002660 | CG_PTS DRY GRANULATION_ON VACUUM PUMP | ON VACUUM PUMP | ORION |  |  | GF-26 | DRGR | 1500 | 10000405
I | 20002661 | RHTT_BINDER PREPARATION ROOM | BINDER PREPARATION ROOM (GF-53 | UNITECH | UT-1407 | 230421-83 | GF-53 | PDFG | 1500
I | 20002670 | TC_VACUUM OVEN_40000264_QC | ON VACUUM OVEN | FUJI ELECTRIC | PXF4 | A6M2112C | FF39 | QCFF | 1500 | 40000264
I | 20002681 | TABLET COUNTER_30 COUNT_BOT FILL AREA |  | NEXGEN PHARMATECH |  |  | GF-49 | PACK | 1500
I | 20002682 | TABLET COUNTER_100 COUNT_BOT FILL AREA |  | NEXGEN PHARMATECH |  |  | GF-49 | PACK | 1500
I | 20002683 | ROTAMETER_25 TO 250LPM_AIR SAMPLER | FOR MICRO AIR SAMPLER | TECHNIC FLOW SYSTEM |  | 43-6 | FF-43 | FF01 | 1500 | 40000235
I | 20002684 | PG_WASHING AREA-1_ON AIR REGULATOR |  | FESTO |  |  | GF-40 | PDFG | 1500
I | 20002685 | PG_WASHING AREA-2_ON AIR REGULATOR |  | FESTO |  |  | GF-71 | PLGF | 1500
I | 20002686 | PG_SAMPLING WASH AERA_ON AIR REGULATOR |  | FESTO |  |  | GF-84 | WHGF | 1500
I | 20002696 | TS_CHILLER_EVAPORATOR WATER OUTLET | EVAPORATOR WATER OUTLET | DAIKIN |  |  | GF-20 | UTY0 | 1500 | 30000624
I | 20002697 | TS_CHILLER_EVAPORATOR WATER INLET | EVAPORATOR WATER INLET | DAIKIN |  |  | GF-20 | UTY0 | 1500 | 30000624
I | 20002698 | TS_CHILLER_CONDENSER WATER INLET | CONDENSER WATER INLET | DAIKIN |  |  | GF-20 | UTY0 | 1500 | 30000624
I | 20002699 | TS_CHILLER_CONDENSER WATER OUTLET | CONDENSER WATER OUTLET | DAIKIN |  |  | GF-20 | UTY0 | 1500 | 30000624
I | 20002700 | TS_CHILLER_COMPRESSOR-1 DISCHARGE TEMP. | COMPRESSOR-1 DISCHARGE TEMPERA | DAIKIN |  |  | GF-20 | UTY0 | 1500 | 30000624
I | 20002701 | TS_CHILLER_COMPRESSOR-2 DISCHARGE TEMP. | COMPRESSOR-2 DISCHARGE TEMPERA | DAIKIN |  |  | GF-20 | UTY0 | 1500 | 30000624
I | 20002702 | PG_CHILLER_EVAPORATOR WATER OUTLET | EVAPORATOR WATER OUTLET | BAUMER |  |  | GF-20 | UTY0 | 1500 | 30000624
I | 20002703 | PG_CHILLER_EVAPORATOR WATER INLET | EVAPORATOR WATER INLET | BAUMER |  |  | GF-20 | UTY0 | 1500 | 30000624
I | 20002704 | PG_CHILLER_CONDENSER WATER INLET | CONDENSER WATER INLET | BAUMER |  |  | GF-20 | UTY0 | 1500 | 30000624
I | 20002705 | PG_CHILLER_CONDENSER WATER OUTLET | CONDENSER WATER OUTLET | BAUMER |  |  | GF-20 | UTY0 | 1500 | 30000624
I | 20002706 | TG_CHILLER_EVAPORATOR WATER OUTLET | EVAPORATOR WATER OUTLET | BAUMER |  |  | GF-20 | UTY0 | 1500 | 30000624
I | 20002707 | TG_CHILLER_EVAPORATOR WATER INLET | EVAPORATOR WATER INLET | BAUMER |  |  | GF-20 | UTY0 | 1500 | 30000624
I | 20002708 | TG_CHILLER_CONDENSER WATER OUTLET | CONDENSER WATER OUTLET | BAUMER |  |  | GF-20 | UTY0 | 1500 | 30000624
I | 20002709 | TG_CHILLER_CONDENSER WATER INLET | CONDENSER WATER INLET | BAUMER |  |  | GF-20 | UTY0 | 1500 | 30000624
I | 20002710 | TC_COOLING TOWER-1 NEAR CHILLER | COOLING TOWER-1 NEAR CHILLER | COGENT CONTROLS |  |  | GF-20 | UTY0 | 1500 | 30000444
I | 20002711 | TS_COOLING TOWER-1 SUPPLY WATER TEMP. | COOLING TOWER-1 SUPPLY WATER T | COGENT CONTROLS |  |  | GF-20 | UTY0 | 1500 | 30000444
I | 20002712 | TC_COOLING TOWER-2 NEAR CHILLER | COOLING TOWER-2 NEAR CHILLER | COGENT CONTROLS |  |  | GF-20 | UTY0 | 1500 | 30000590
I | 20002713 | TS_COOLING TOWER-2 SUPPLY WATER TEMP. | COOLING TOWER-2 SUPPLY WATER T | COGENT CONTROLS |  |  | GF-20 | UTY0 | 1500 | 30000590
I | 20002714 | VIBRATION METER | ENGINEERING OFFICE | HTC | VB-205 | N1011340 |  | FF01 | 1500
I | 20002724 | PG_AIR COMPRESSOR_INTERSTAGE PRESSURE | INTERSTAGE PRESSURE | BAUMER |  |  | GF-20 | UTY0 | 1500 | 30000644
I | 20002725 | PG_AIR COMPRESSOR_OUTLET AIR LINE | OUTLET AIR LINE | BAUMER |  |  | GF-20 | UTY0 | 1500 | 30000644
I | 20002726 | PG_AIR COMPRESSOR_COOLING WATER SUPPLY | COOLING WATER SUPPLY | BAUMER |  |  | GF-20 | UTY0 | 1500 | 30000644
I | 20002727 | PG_AIR COMPRESSOR_COOLING WATER RETURN | COOLING WATER RETURN | ALOT |  |  | GF-20 | UTY0 | 1500 | 30000644
I | 20002728 | TS_AIR COMPRESSOR_2ND STAGE DISCH. TEMP | 2ND STAGE DISCHARGE TEMPERATUR | CHICAGO PNEUMATICS |  |  | GF-20 | UTY0 | 1500 | 30000644
I | 20002729 | TS_AIR COMPRESSOR_OUTLET TEMPERATURE | OUTLET TEMPERATURE | CHICAGO PNEUMATICS |  |  | GF-20 | UTY0 | 1500 | 30000644
I | 20002730 | PT_AIR COMPRESSOR_OIL PRESSURE | OIL PRESSURE | ATLAS COPCO |  |  | GF-20 | UTY0 | 1500 | 30000644
I | 20002731 | PT_AIR COMPRESSOR_OUTLET PRESSURE | OUTLET PRESSURE | ATLAS COPCO |  |  | GF-20 | UTY0 | 1500 | 30000644
I | 20002732 | TG_AIR COMPRESSOR_COOLING WATER SUPPLY | COOLING WATER SUPPLY | BAUMER |  |  | GF-20 | UTY0 | 1500 | 30000644
I | 20002733 | TG_AIR COMPRESSOR_COOLING WATER RETURN | COOLING WATER RETURN | BAUMER |  |  | GF-20 | UTY0 | 1500 | 30000644
I | 20002734 | PG_AIR DRYER_PRE FILTER INLET PRESSURE | PRE FILTER INLET PRESSURE | MASS |  |  | GF-20 | UTY0 | 1500 | 30000645
I | 20002735 | PG_AIR DRYER_PRE FILTER OUTLET PRESSURE | PRE FILTER OUTLET PRESSURE | MASS |  |  | GF-20 | UTY0 | 1500 | 30000645
I | 20002736 | PG_AIR DRYER_AFTER FILTER INLET PRESSURE | AFTER FILTER INLET PRESSURE | MASS |  |  | GF-20 | UTY0 | 1500 | 30000645
I | 20002737 | PG_AIR DRYER_AFTER FILTER OUTLET PRESSUR | AFTER FILTER OUTLET PRESSURE | MASS |  |  | GF-20 | UTY0 | 1500 | 30000645
I | 20002738 | PG_AIR DRYER_ADSORPTION TOWER_1 | ADSORPTION TOWER_1 | H.GURU |  |  | GF-20 | UTY0 | 1500 | 30000645
I | 20002739 | PG_AIR DRYER_ADSORPTION TOWER_2 | ADSORPTION TOWER_2 | H.GURU |  |  | GF-20 | UTY0 | 1500 | 30000645
I | 20002740 | DUPM_AIR DRYER_ON CONTROL PANEL | ON CONTROL PANEL | INSTRACON ENGINEERING LLP |  |  | GF-20 | UTY0 | 1500 | 30000645
I | 20002741 | DUPS_AIR DRYER_IN CONTROL PANEL | IN CONTROL PANEL | ENGERWITZDORF |  |  | GF-20 | UTY0 | 1500 | 30000645
I | 20002743 | MG_PASS BOX SACHET FILLING _ENTRY SIDE | SACHET FILLING AREA TO PACKING |  |  |  | GF-51 | PDFG | 1500 | 10000444
I | 20002747 | DPS_AHU-G29_PRE FILTER | PRE FILTER | HONEYWELL | DPSN200A | TJ2235002995 | FF-061 | TAL2 | 1500 | 30000656
I | 20002748 | DPS_AHU-G29_FINE FILTER | FINE FILTER | HONEYWELL | DPSN400A | TJ2235003563 | FF-061 | TAL2 | 1500 | 30000656
I | 20002749 | DPT_AHU-G29_ON AHU | ON AHU | HONEYWELL | HELPB1250PX | 556192-006 | FF-061 | TAL2 | 1500 | 30000656
I | 20002750 | RHTT_AHU-G29_ON RETURN AIR DUCT | ON RETURN AIR DUCT | HONEYWELL | H7080B3272 | 20-0322370392 | FF-061 | TAL2 | 1500 | 30000656
I | 20002751 | DPS_AHU-G47_PRE FILTER | PRE FILTER | HONEYWELL | DPSN200A | TJ2235002979 | FF-061 | TAL2 | 1500 | 30000674
I | 20002752 | DPS_AHU-G47_FINE FILTER | FINE FILTER | HONEYWELL | DPSN400A | TJ2235003355 | FF-061 | TAL2 | 1500 | 30000674
I | 20002753 | DPT_AHU-G47_ON AHU | ON AHU | HONEYWELL | HELPB2500PX | 550155-009 | FF-061 | TAL2 | 1500 | 30000674
I | 20002754 | RHTT_AHU-G47_ON RETURN AIR DUCT | ON RETURN AIR DUCT | HONEYWELL | H7080B3272 | 20-0322251022 | FF-061 | TAL2 | 1500 | 30000674
I | 20002755 | DPS_AHU-G48_PRE FILTER | PRE FILTER | HONEYWELL | DPSN200A | TJ2231005073 | FF-061 | TAL2 | 1500 | 30000675
I | 20002756 | DPS_AHU-G48_FINE FILTER | FINE FILTER | HONEYWELL | DPSN400A | TJ2235003336 | FF-061 | TAL2 | 1500 | 30000675
I | 20002757 | DPT_AHU-G48_ON AHU | ON AHU | HONEYWELL | HELPB2500PX | 550155-008 | FF-061 | TAL2 | 1500 | 30000675
I | 20002758 | RHTT_AHU-G48_ON RETURN AIR DUCT | ON RETURN AIR DUCT | HONEYWELL | H7080B3272 | 20-0322251044 | FF-061 | TAL2 | 1500 | 30000675
I | 20002866 | DPS_AHU-G25_PRE FILTER | PRE FILTER | HONEYWELL | DPSN200A | TJ2230011259 | FF-061 | TAL2 | 1500 | 30000652
I | 20002867 | DPS_AHU-G25_FINE FILTER | FINE FILTER | HONEYWELL | DPSN400A | TJ2235003544 | FF-061 | TAL2 | 1500 | 30000652
I | 20002868 | DPT_AHU-G25_ON AHU | ON AHU | HONEYWELL | HELPB2500PX | 550155-012 | FF-061 | TAL2 | 1500 | 30000652
I | 20002869 | RHTT_AHU-G25_ON RETURN AIR DUCT | ON RETURN AIR DUCT | HONEYWELL | H7080B3272 | 20-0322370319 | FF-061 | TAL2 | 1500 | 30000652
I | 20002870 | DPS_AHU-G31_PRE FILTER | PRE FILTER | HONEYWELL | DPSN200A | TJ2235002996 | SF-001 | TL2A | 1500 | 30000658
I | 20002871 | DPS_AHU-G31_FINE FILTER | FINE FILTER | HONEYWELL | DPSN400A | TJ2235003546 | SF-001 | TL2A | 1500 | 30000658
I | 20002872 | DPT_AHU-G31_ON AHU | ON AHU | HONEYWELL | HELPB2500PX | 549424-015 | SF-001 | TL2A | 1500 | 30000658
I | 20002873 | RHTT_AHU-G31_ON RETURN AIR DUCT | ON RETURN AIR DUCT | HONEYWELL | H7080B3272 | 20-0322370304 | SF-001 | TL2A | 1500 | 30000658
I | 20002874 | DPS_AHU-G56_PRE FILTER | PRE FILTER | HONEYWELL | DPSN200A | TJ2235002990 | SF-001 | TL2A | 1500 | 30000684
I | 20002875 | DPS_AHU-G56_FINE FILTER | FINE FILTER | HONEYWELL | DPSN400A | TJ2235003356 | SF-001 | TL2A | 1500 | 30000684
I | 20002876 | DPT_AHU-G56_ON AHU | ON AHU | HONEYWELL | HELPB5000PX | 555604-002 | SF-001 | TL2A | 1500 | 30000684
I | 20002877 | RHTT_AHU-G56_ON RETURN AIR DUCT | ON RETURN AIR DUCT | HONEYWELL | H7080B3272 | 20-0322250698 | SF-001 | TL2A | 1500 | 30000684
I | 20002879 | DPS_AHU-G23_PRE FILTER | PRE FILTER | HONEYWELL | DPSN200A | TJ2235002985 | SF-001 | TL2A | 1500 | 30000650
I | 20002880 | DPS_AHU-G23_FINE FILTER | FINE FILTER | HONEYWELL | DPSN400A | TJ2235003542 | SF-001 | TL2A | 1500 | 30000650
I | 20002881 | DPT_AHU-G23_ON AHU | ON AHU | HONEYWELL | HELPB2500PX | 550155-014 | SF-001 | TL2A | 1500 | 30000650
I | 20002882 | TT_AHU-G23_ON RETURN AIR DUCT | ON RETURN AIR DUCT | HONEYWELL | C7080A3270 | 20-0122250029 | SF-001 | TL2A | 1500 | 30000650
I | 20002883 | DPS_AHU-G32_PRE FILTER | PRE FILTER | HONEYWELL | DPSN200A | TJ2231005054 | SF-001 | TL2A | 1500 | 30000659
I | 20002884 | DPS_AHU-G32_FINE FILTER | FINE FILTER | HONEYWELL | DPSN400A | TJ2235003330 | SF-001 | TL2A | 1500 | 30000659
I | 20002885 | DPT_AHU-G32_ON AHU | ON AHU | HONEYWELL | HELPB1250PX | 556192-003 | SF-001 | TL2A | 1500 | 30000659
I | 20002886 | TT_AHU-G32_ON RETURN AIR DUCT | ON RETURN AIR DUCT | HONEYWELL | C7080A3270 | 20-0122250141 | SF-001 | TL2A | 1500 | 30000659
I | 20002887 | DPS_AHU-G51_PRE FILTER | PRE FILTER | HONEYWELL | DPSN200A | TJ2231005051 | SF-001 | TL2A | 1500 | 30000678
I | 20002888 | DPS_AHU-G51_FINE FILTER | FINE FILTER | HONEYWELL | DPSN400A | TJ2235003332 | SF-001 | TL2A | 1500 | 30000678
I | 20002889 | DPT_AHU-G51_ON AHU | ON AHU | HONEYWELL | HELPB2500PX | 550155-019 | SF-001 | TL2A | 1500 | 30000678
I | 20002890 | RHTT_AHU-G51_ON RETURN AIR DUCT | ON RETURN AIR DUCT | HONEYWELL | H7080B3272 | 20-0322370227 | SF-001 | TL2A | 1500 | 30000678
I | 20002891 | DPS_AHU-G24_PRE FILTER | PRE FILTER | HONEYWELL | DPSN200A | TJ2235002970 | FF-061 | TAL2 | 1500 | 30000651
I | 20002892 | DPS_AHU-G24_FINE FILTER | FINE FILTER | HONEYWELL | DPSN400A | TJ2235003550 | FF-061 | TAL2 | 1500 | 30000651
I | 20002893 | DPT_AHU-G24_ON AHU | ON AHU | HONEYWELL | HELPB2500PX | 550155-004 | FF-061 | TAL2 | 1500 | 30000651
I | 20002894 | RHTT_AHU-G24_ON RETURN AIR DUCT | ON RETURN AIR DUCT | HONEYWELL | H7080B3272 | 20-0322370234 | FF-061 | TAL2 | 1500 | 30000651
I | 20002895 | DPS_AHU-G35_PRE FILTER | PRE FILTER | HONEYWELL | DPSN200A | TJ2230011254 | SF-001 | TL2A | 1500 | 30000662
I | 20002896 | DPS_AHU-G35_FINE FILTER | FINE FILTER | HONEYWELL | DPSN400A | TJ2235003353 | SF-001 | TL2A | 1500 | 30000662
I | 20002897 | DPT_AHU-G35_ON AHU | ON AHU | HONEYWELL | HELPB2500PX | 550155-017 | SF-001 | TL2A | 1500 | 30000662
I | 20002898 | RHTT_AHU-G35_ON RETURN AIR DUCT | ON RETURN AIR DUCT | HONEYWELL | H7080B3272 | 20-0322200725 | SF-001 | TL2A | 1500 | 30000662
I | 20002899 | DPS_AHU-G36_PRE FILTER | PRE FILTER | HONEYWELL | DPSN200A | TJ2235002978 | SF-001 | TL2A | 1500 | 30000663
I | 20002900 | DPS_AHU-G36_FINE FILTER | FINE FILTER | HONEYWELL | DPSN400A | TJ2235003338 | SF-001 | TL2A | 1500 | 30000663
I | 20002901 | DPT_AHU-G36_ON AHU | ON AHU | HONEYWELL | HELPB1250PX | 556192-008 | SF-001 | TL2A | 1500 | 30000663
I | 20002902 | RHTT_AHU-G36_ON RETURN AIR DUCT | ON RETURN AIR DUCT | HONEYWELL | H7080B3272 | 20-0322250779 | SF-001 | TL2A | 1500 | 30000663
I | 20002903 | DPS_AHU-G50_PRE FILTER | PRE FILTER | HONEYWELL | DPSN200A | TJ2231005050 | SF-001 | TL2A | 1500 | 30000677
I | 20002904 | DPS_AHU-G50_FINE FILTER | FINE FILTER | HONEYWELL | DPSN400A | TJ2235003329 | SF-001 | TL2A | 1500 | 30000677
I | 20002905 | DPT_AHU-G50_ON AHU | ON AHU | HONEYWELL | HELPB1250PX | 556192-004 | SF-001 | TL2A | 1500 | 30000677
I | 20002906 | RHTT_AHU-G50_ON RETURN AIR DUCT | ON RETURN AIR DUCT | HONEYWELL | H7080B3272 | 20-0322251139 | SF-001 | TL2A | 1500 | 30000677
I | 20002907 | DPS_AHU-G60_PRE FILTER | PRE FILTER | HONEYWELL | DPSN200A | TJ2231005075 | SF-001 | TL2A | 1500 | 30000688
I | 20002908 | DPS_AHU-G60_FINE FILTER | FINE FILTER | HONEYWELL | DPSN400A | TJ2235003346 | SF-001 | TL2A | 1500 | 30000688
I | 20002909 | DPT_AHU-G60_ON AHU | ON AHU | HONEYWELL | HELPB0500PX | 556193-001 | SF-001 | TL2A | 1500 | 30000688
I | 20002910 | RHTT_AHU-G60_ON RETURN AIR DUCT | ON RETURN AIR DUCT | HONEYWELL | H7080B3272 | 20-0322251123 | SF-001 | TL2A | 1500 | 30000688
I | 20002911 | DPS_AHU-G44_PRE FILTER | PRE FILTER | HONEYWELL | DPSN200A | TJ2231005049 | SF-001 | TL2A | 1500 | 30000671
I | 20002912 | DPS_AHU-G44_FINE FILTER | FINE FILTER | HONEYWELL | DPSN400A | TJ2235003340 | SF-001 | TL2A | 1500 | 30000671
I | 20002913 | DPT_AHU-G44_ON AHU | ON AHU | HONEYWELL | HELPB0500PX | 556193-004 | SF-001 | TL2A | 1500 | 30000671
I | 20002914 | RHTT_AHU-G44_ON RETURN AIR DUCT | ON RETURN AIR DUCT | HONEYWELL | H7080B3272 | 20-0322250283 | SF-001 | TL2A | 1500 | 30000671
I | 20002915 | DPS_AHU-G37_PRE FILTER | PRE FILTER | HONEYWELL | DPSN200A | TJ2235002997 | FF-061 | TAL2 | 1500 | 30000664
I | 20002916 | DPS_AHU-G37_FINE FILTER | FINE FILTER | HONEYWELL | DPSN400A | TJ2235003348 | FF-061 | TAL2 | 1500 | 30000664
I | 20002917 | DPT_AHU-G37_ON AHU | ON AHU | HONEYWELL | HELPB2500PX | 550155-005 | FF-061 | TAL2 | 1500 | 30000664
I | 20002918 | TT_AHU-37_ON RETURN AIR DUCT | ON RETURN AIR DUCT | HONEYWELL | C7080A3270 | 20-0122250391 | FF-061 | TAL2 | 1500 | 30000664
I | 20002919 | DPS_AHU-G55A_PRE FILTER | PRE FILTER | HONEYWELL | DPSN200A | TJ2231005071 | SF-001 | TL2A | 1500 | 30000682
I | 20002920 | DPS_AHU-G55A_FINE FILTER | FINE FILTER | HONEYWELL | DPSN400A | TJ2235003350 | SF-001 | TL2A | 1500 | 30000682
I | 20002921 | DPT_AHU-G55A_ON AHU | ON AHU | HONEYWELL | HELPB2500PX | 550155-010 | SF-001 | TL2A | 1500 | 30000682
I | 20002922 | TT_AHU-G55A_ON RETURN AIR DUCT | ON RETURN AIR DUCT | HONEYWELL | C7080A3270 | 20-0122250021 | SF-001 | TL2A | 1500 | 30000682
I | 20002923 | DPS_AHU-G55B_PRE FILTER | PRE FILTER | HONEYWELL | DPSN200A | TJ2231005069 | SF-001 | TL2A | 1500 | 30000683
I | 20002924 | DPS_AHU-G55B_FINE FILTER | FINE FILTER | HONEYWELL | DPSN400A | TJ2235003347 | SF-001 | TL2A | 1500 | 30000683
I | 20002925 | DPT_AHU-G55B_ON AHU | ON AHU | HONEYWELL | HELPB2500PX | 550155-007 | SF-001 | TL2A | 1500 | 30000683
I | 20002926 | TT_AHU-G55B_ON RETURN AIR DUCT | ON RETURN AIR DUCT | HONEYWELL | C7080A3270 | 20-0122250179 | SF-001 | TL2A | 1500 | 30000683
I | 20002927 | DPS_AHU-G52_PRE FILTER | PRE FILTER | HONEYWELL | DPSN200A | TJ2231005057 | SF-001 | TL2A | 1500 | 30000679
I | 20002928 | DPS_AHU-G52_FINE FILTER | FINE FILTER | HONEYWELL | DPSN400A | TJ2235003331 | SF-001 | TL2A | 1500 | 30000679
I | 20002929 | DPT_AHU-G52_ON AHU | ON AHU | HONEYWELL | HELPB2500PX | 550155-018 | SF-001 | TL2A | 1500 | 30000679
I | 20002930 | RHTT_AHU-G52_ON RETURN AIR DUCT | ON RETURN AIR DUCT | HONEYWELL | H7080B3272 | 20-0322250766 | SF-001 | TL2A | 1500 | 30000679
I | 20002931 | DPS_AHU-G27_PRE FILTER | PRE FILTER | HONEYWELL | DPSN200A | TJ22310011253 | FF-061 | TAL2 | 1500 | 30000654
I | 20002932 | DPS_AHU-G27_FINE FILTER | FINE FILTER | HONEYWELL | DPSN400A | TJ2235003553 | FF-061 | TAL2 | 1500 | 30000654
I | 20002933 | DPT_AHU-G27_ON AHU | ON AHU | HONEYWELL | HELPB1250PX | 556192-001 | FF-061 | TAL2 | 1500 | 30000654
I | 20002934 | RHTT_AHU-G27_ON RETURN AIR DUCT | ON RETURN AIR DUCT | HONEYWELL | H7080B3272 | 20-0322370084 | FF-061 | TAL2 | 1500 | 30000654
I | 20002935 | DPS_AHU-G45_PRE FILTER | PRE FILTER | HONEYWELL | DPSN200A | TJ2231005060 | FF-061 | TAL2 | 1500 | 30000672
I | 20002936 | DPS_AHU-G45_FINE FILTER | FINE FILTER | HONEYWELL | DPSN400A | TJ2235003344 | FF-061 | TAL2 | 1500 | 30000672
I | 20002937 | DPT_AHU-G45_ON AHU | ON AHU | HONEYWELL | HELPB0500PX | 556193-002 | FF-061 | TAL2 | 1500 | 30000672
I | 20002938 | RHTT_AHU-G45_ON RETURN AIR DUCT | ON RETURN AIR DUCT | HONEYWELL | H7080B3272 | 20-0322200752 | FF-061 | TAL2 | 1500 | 30000672
I | 20002963 | DPS_AHU-G58_PRE FILTER | PRE FILTER | HONEYWELL | DPSN200A | TJ2231005065 |  | TAL2 | 1500 | 30000686
I | 20002964 | DPS_AHU-G58_FINE FILTER | FINE FILTER | HONEYWELL | DPSN400A | TJ2235003328 |  | TAL2 | 1500 | 30000686
I | 20002965 | RHTT_AHU-G58_ON RETURN AIR DUCT | ON RETURN AIR DUCT | HONEYWELL | H7080B3272 | 20-0322250771 |  | TAL2 | 1500 | 30000686
I | 20002971 | DPS_AHU-G28_PRE FILTER | PRE FILTER | HONEYWELL | DPSN200A | TJ2231005061 | FF-061 | TAL2 | 1500 | 30000655
I | 20002972 | DPS_AHU-G28_FINE FILTER | FINE FILTER | HONEYWELL | DPSN400A | TJ2235003548 | FF-061 | TAL2 | 1500 | 30000655
I | 20002973 | DPT_AHU-G28_ON AHU | ON AHU | HONEYWELL | HELPB2500PX | 550155-013 | FF-061 | TAL2 | 1500 | 30000655
I | 20002974 | RHT_AHU-G28_RETURN AIR | RETURN AIR | GREYSTONE | RH200A02L-BRY | 544007-144 | FF-061 | TAL2 | 1500 | 30000655
I | 20002975 | DPS_AHU-G28_ON AHU | ON AHU | HUBA CONTROL | 604 | 604/9210030/002 | FF-061 | TAL2 | 1500 | 30000655
I | 20002976 | DPT_AHU-G28_PROCESS AIR FLOW | PROCESS AIR FLOW | HUBA CONTROL | 402 | 402/9300021/004 | FF-061 | TAL2 | 1500 | 30000655
I | 20002977 | DPT_AHU-G28_REACTIVATION AIR FLOW | REACTIVATION AIR FLOW | HUBA CONTROL | 402 | 402/9300021/005 | FF-061 | TAL2 | 1500 | 30000655
I | 20002978 | TS_AHU-G28_PRE COIL TEMPERATURE | PRE COIL TEMPERATURE | NEXTHERMAL | NIT901392 | 04-22/6108 | FF-061 | TAL2 | 1500 | 30000655
I | 20002979 | TS_AHU-G28_POST COIL TEMPERATURE | POST COIL TEMPERATURE | NEXTHERMAL | NIT901392 | 04-22/6109 | FF-061 | TAL2 | 1500 | 30000655
I | 20002980 | TS_AHU-G28_REACTIVATION IN TEMPERATURE | REACTIVATION IN TEMPERATURE | NEXTHERMAL | NIT901392 | 04-22/6110 | FF-061 | TAL2 | 1500 | 30000655
I | 20002981 | TS_AHU-G28_REACTIVATION OUT TEMPERATURE | REACTIVATION OUT TEMPERATURE | NEXTHERMAL | NIT901392 | 04-22/6111 | FF-061 | TAL2 | 1500 | 30000655
I | 20002982 | PG_AHU-G28_STEAM INLET | STEAM INLET | FORBES MARSHALL |  | 4H21037303 | FF-061 | TAL2 | 1500 | 30000655
I | 20002983 | DPS_AHU-G26_PRE FILTER | PRE FILTER | HONEYWELL | DPSN200A | TJ2231005067 | FF-061 | TAL2 | 1500 | 30000653
I | 20002984 | DPS_AHU-G26_FINE FILTER | FINE FILTER | HONEYWELL | DPSN400A | TJ2235003541 | FF-061 | TAL2 | 1500 | 30000653
I | 20002985 | RHT_AHU-G26_RETURN AIR | RETURN AIR | GREYSTONE | RH200A02L-BRY | 544007-68 | FF-061 | TAL2 | 1500 | 30000653
I | 20002986 | DPS_AHU-G26_ON AHU | ON AHU | HUBA CONTROL | 604 | 604/9210030 | FF-061 | TAL2 | 1500 | 30000653
I | 20002987 | DPT_AHU-G26_PROCESS AIR FLOW | PROCESS AIR FLOW | HUBA CONTROL | 402 | 402/9300021/001 | FF-061 | TAL2 | 1500 | 30000653
I | 20002988 | DPT_AHU-G26_REACTIVATION AIR FLOW | REACTIVATION AIR FLOW | HUBA CONTROL | 402 | 402/9300021 | FF-061 | TAL2 | 1500 | 30000653
I | 20002989 | TS_AHU-G26_PRE COIL TEMPERATURE | PRE COIL TEMPERATURE | NEXTHERMAL | NIT901392 | 04-22/6100 | FF-061 | TAL2 | 1500 | 30000653
I | 20002990 | TS_AHU-G26_POST COIL TEMPERATURE | POST COIL TEMPERATURE | NEXTHERMAL | NIT901392 | 04-22/6101 | FF-061 | TAL2 | 1500 | 30000653
I | 20002991 | TS_AHU-G26_REACTIVATION IN TEMPERATURE | REACTIVATION IN TEMPERATURE | NEXTHERMAL | NIT901392 | 04-22/6103 | FF-061 | TAL2 | 1500 | 30000653
I | 20002992 | TS_AHU-G26_REACTIVATION OUT TEMPERATURE | REACTIVATION OUT TEMPERATURE | NEXTHERMAL | NIT901392 | 04-22/6102 | FF-061 | TAL2 | 1500 | 30000653
I | 20002993 | PG_AHU-G26_STEAM INLET | STEAM INLET | FORBES MARSHALL |  | 4H21037311 | FF-061 | TAL2 | 1500 | 30000653
I | 20002994 | DIGITAL CLOCK_BOILER ROOM | BOILER ROOM | MOODICARE |  |  |  | UTBR | 1500
I | 20002995 | DIGITAL CLOCK_ETP AREA | ETP AREA | MOODICARE |  |  |  | UTPS | 1500
I | 20002996 | DIGITAL CLOCK_FILTER CLEANING AREA | FILTER CLEANING AREA | MOODICARE |  |  |  | UTBR | 1500
I | 20002997 | DIGITAL CLOCK_FILTER STORAGE AREA | FILTER CLEANING AREA | MOODICARE |  |  | FF-56 | TA01 | 1500
I | 20002998 | DIGITAL CLOCK_TECHNICAL AREA-1 | TECHNICAL AREA-1 | MOODICARE |  |  | FF-15 | TA01 | 1500
I | 20002999 | DPT_AHU-G26_ON AHU | ON AHU | HONEYWELL | HELPB5000PX | 555604-004 | FF-061 | TAL2 | 1500 | 30000653
I | 20003013 | PG_PROCESS WATER_SOFTNER INLET | SOFTNER INLET | GENERAL |  | 2208728775 |  | UTPS | 1500 | 30000500
I | 20003014 | PG_PROCESS WATER_SOFTNER-1 OUTLET | SOFTNER-1 OUTLET | GENERAL |  | 2208728782 |  | UTPS | 1500 | 30000500
I | 20003015 | PG_PROCESS WATER_UTILITY TRANSFER PUMP | UTILITY TRANSFER PUMP | GENERAL |  | 2208728774 |  | UTPS | 1500 | 30000500
I | 20003016 | PG_PROCESS WATER_SOFTNER-2 OUTLET | SOFTNER-2 OUTLET | GENERAL |  | 2208728779 |  | UTPS | 1500 | 30000500
I | 20003017 | PG_PROCESS WATER_CSRO TRANSFER PUMP | CSRO TRANSFER PUMP | GENERAL |  | 2208728783 |  | UTPS | 1500 | 30000500
I | 20003018 | FM_PROCESS WATER_SOFTNER OUTLET | SOFTNER OUTLET | ASTER | FT-650 | 22.09.4419 |  | UTPS | 1500 | 30000500
I | 20003019 | PHT WITH SENSOR_PROCESS WATER_REJECT RO | REJECT RO INLET | JUMO | 202560 | 0308865601322270018 |  | UTPS | 1500 | 30000500
I | 20003020 | CTT WITH SENSOR_PROCESS WATER_REJECT RO | REJECT RO OUTLET | JUMO | 202565 | 0310525201522320008 |  | UTPS | 1500 | 30000500
I | 20003021 | PG_PROCESS WATER_CARTRIDGE FILTER OUTLET | CARTRIDGE FILTER OUTLET | GENERAL |  | 2208728784 |  | UTPS | 1500 | 30000500
I | 20003022 | PG_PROCESS WATER_REJECT RO OUTLET | REJECT RO OUTLET | GENERAL |  | 2208728781 |  | UTPS | 1500 | 30000500
I | 20003023 | PG_PROCESS WATER_CARTRIDGE FILTER INLET | CARTRIDGE FILTER INLET | GENERAL |  | 2208728780 |  | UTPS | 1500 | 30000500
I | 20003024 | PG_PROCESS WATER_ON MAIN AIR REGULATOR | ON MAIN AIR REGULATOR | FESTO |  |  |  | UTPS | 1500 | 30000500
I | 20003025 | FM_PROCESS WATER_REJECT WATER | REJECT WATER | KROHNE | H250/RR/M30 | I220000000006060 |  | UTPS | 1500 | 30000500
I | 20003026 | FM_PROCESS WATER_RECIRCULATION WATER | RECIRCULATION WATER | KROHNE | H250/RR/M30 | I220000000006061 |  | UTPS | 1500 | 30000500
I | 20003027 | PG_PROCESS WATER_HIGH PUMP OUTLET PRESSU | HIGH PUMP OUTLET PRESSURE | GENERAL |  | 2208728789 |  | UTPS | 1500 | 30000500
I | 20003028 | DPS_AHU-G34_PRE FILTER | PRE FILTER | HONEYWELL | DPSN200A | TJ2230011256 | FF-061 | TAL2 | 1500 | 30000661
I | 20003029 | DPS_AHU-G34_FINE FILTER | FINE FILTER | HONEYWELL | DPSN400A | TJ2235003349 | FF-061 | TAL2 | 1500 | 30000661
I | 20003030 | DPT_AHU-G34_ON AHU | ON AHU | HONEYWELL | HELPB2500PX | 549424-003 | FF-061 | TAL2 | 1500 | 30000661
I | 20003031 | RHT_AHU-G34_RETURN AIR | RETURN AIR | GREYSTONE | RH200A02L-BRY | 544007-155 | FF-061 | TAL2 | 1500 | 30000661
I | 20003032 | DPS_AHU-G34_ON AHU | ON AHU | HUBA CONTROL | 604 | 604/9210030/001 | FF-061 | TAL2 | 1500 | 30000661
I | 20003033 | DPT_AHU-G34_PROCESS AIR FLOW | PROCESS AIR FLOW | HUBA CONTROL | 402 | 402/9300021/002 | FF-061 | TAL2 | 1500 | 30000661
I | 20003034 | DPT_AHU-G34_REACTIVATION AIR FLOW | REACTIVATION AIR FLOW | HUBA CONTROL | 402 | 402/9300021/003 | FF-061 | TAL2 | 1500 | 30000661
I | 20003035 | TS_AHU-G34_PRE COIL TEMPERATURE | PRE COIL TEMPERATURE | NEXTHERMAL | NIT901392 | 04-22/6104 | FF-061 | TAL2 | 1500 | 30000661
I | 20003036 | TS_AHU-G34_POST COIL TEMPERATURE | POST COIL TEMPERATURE | NEXTHERMAL | NIT901392 | 04-22/6106 | FF-061 | TAL2 | 1500 | 30000661
I | 20003037 | TS_AHU-G34_REACTIVATION IN TEMPERATURE | REACTIVATION IN TEMPERATURE | NEXTHERMAL | NIT901392 | 04-22/6105 | FF-061 | TAL2 | 1500 | 30000661
I | 20003038 | TS_AHU-G34_REACTIVATION OUT TEMPERATURE | REACTIVATION OUT TEMPERATURE | NEXTHERMAL | NIT901392 | 04-22/6107 | FF-061 | TAL2 | 1500 | 30000661
I | 20003039 | PG_AHU-G34_STEAM INLET | STEAM INLET | FORBES MARSHALL |  | 4H21055917 | FF-061 | TAL2 | 1500 | 30000661
I | 20003040 | PG_PROCESS WATER_REJECT WATER LINE | REJECT WATER LINE | GENERAL |  | 2208728787 |  | UTPS | 1500 | 30000500
I | 20003041 | DPS_AHU-G57_PRE FILTER | PRE FILTER | HONEYWELL | DPSN200A | TJ2231005066 | FF-061 | TAL2 | 1500 | 30000685
I | 20003042 | DPS_AHU-G57_FINE FILTER | FINE FILTER | HONEYWELL | DPSN400A | TJ2235003994 | FF-061 | TAL2 | 1500 | 30000685
I | 20003043 | RHT_AHU-G57_RETURN AIR | RETURN AIR | GREYSTONE | RH200A02L-BRY | 544007-040 | FF-061 | TAL2 | 1500 | 30000685
I | 20003044 | DPT_AHU-G57_PROCESS AIR FLOW | PROCESS AIR FLOW | HUBA CONTROL | 402 | 402/9300021/006 | FF-061 | TAL2 | 1500 | 30000685
I | 20003045 | DPT_AHU-G57_REACTIVATION AIR FLOW | REACTIVATION AIR FLOW | HUBA CONTROL | 402 | 402/9300021/007 | FF-061 | TAL2 | 1500 | 30000685
I | 20003046 | DPS_AHU-G57_ON AHU | ON AHU | HUBA CONTROL | 604 | 604/9210030/003 | FF-061 | TAL2 | 1500 | 30000685
I | 20003047 | TS_AHU-G57_PRE COIL TEMPERATURE | PRE COIL TEMPERATURE | NEXTHERMAL | NIT901392 | 04-22/6112 | FF-061 | TAL2 | 1500 | 30000685
I | 20003048 | TS_AHU-G57_POST COIL TEMPERATURE | POST COIL TEMPERATURE | NEXTHERMAL | NIT901392 | 04-22/6114 | FF-061 | TAL2 | 1500 | 30000685
I | 20003049 | TS_AHU-G57_REACTIVATION IN TEMPERATURE | REACTIVATION IN TEMPERATURE | NEXTHERMAL | NIT901392 | 04-22/6113 | FF-061 | TAL2 | 1500 | 30000685
I | 20003050 | TS_AHU-G57_REACTIVATION OUT TEMPERATURE | REACTIVATION OUT TEMPERATURE | NEXTHERMAL | NIT901392 | 04-22/6115 | FF-061 | TAL2 | 1500 | 30000685
I | 20003051 | PG_AHU-G57_STEAM INLET | STEAM INLET | FORBES MARSHALL |  | 4H21055920 | FF-061 | TAL2 | 1500 | 30000685
I | 20003052 | DPS_AHU-G33_PRE FILTER | PRE FILTER | HONEYWELL | DPSN200A | TJ2231005056 | FF-061 | TAL2 | 1500 | 30000660
I | 20003053 | DPS_AHU-G33_FINE FILTER | FINE FILTER | HONEYWELL | DPSN400A | TJ2235003354 | FF-061 | TAL2 | 1500 | 30000660
I | 20003054 | DPT_AHU-G33_ON AHU | ON AHU | HONEYWELL | HELPB2500PX | 551110-002 | FF-061 | TAL2 | 1500 | 30000660
I | 20003055 | RHT_AHU-G33_RETURN AIR | RETURN AIR | GREYSTONE | RH200A02L-BRY | 544007-143 | FF-061 | TAL2 | 1500 | 30000660
I | 20003056 | DPS_AHU-G33_ON AHU | ON AHU | HUBA CONTROL | 604 | 604/9210030/0010 | FF-061 | TAL2 | 1500 | 30000660
I | 20003057 | DPT_AHU-G33_PROCESS AIR FLOW | PROCESS AIR FLOW | HUBA CONTROL | 402 | 402/9300021/0020 | FF-061 | TAL2 | 1500 | 30000660
I | 20003058 | DPT_AHU-G33_REACTIVATION AIR FLOW | REACTIVATION AIR FLOW | HUBA CONTROL | 402 | 402/9300021/0021 | FF-061 | TAL2 | 1500 | 30000660
I | 20003059 | TS_AHU-G33_PRE COIL TEMPERATURE | PRE COIL TEMPERATURE | NEXTHERMAL | NIT901392 | 04-22/6140 | FF-061 | TAL2 | 1500 | 30000660
I | 20003060 | TS_AHU-G33_POST COIL TEMPERATURE | POST COIL TEMPERATURE | NEXTHERMAL | NIT901392 | 04-22/6141 | FF-061 | TAL2 | 1500 | 30000660
I | 20003061 | TS_AHU-G33_REACTIVATION IN TEMPERATURE | REACTIVATION IN TEMPERATURE | NEXTHERMAL | NIT901392 | 04-22/6143 | FF-061 | TAL2 | 1500 | 30000660
I | 20003062 | TS_AHU-G33_REACTIVATION OUT TEMPERATURE | REACTIVATION OUT TEMPERATURE | NEXTHERMAL | NIT901392 | 04-22/6142 | FF-061 | TAL2 | 1500 | 30000660
I | 20003063 | PG_AHU-G33_STEAM INLET | STEAM INLET | FORBES MARSHALL |  | 4H21037314 | FF-061 | TAL2 | 1500 | 30000660
I | 20003064 | DIGITAL HYGROMETER_HTC_ENGINEERING DEPT | DIGITAL HYGROMETER | HTC | 288-ATH | 99244 |  | FF01 | 1500
I | 20003065 | DIGITAL HYGROMETER_HTC_ENGINEERING DEPT | DIGITAL HYGROMETER | HTC | 288-ATH | 99245 |  | FF01 | 1500
I | 20003066 | DIGITAL HYGROMETER_HTC_ENGINEERING DEPT | DIGITAL HYGROMETER | HTC | 288-ATH | 99246 |  | FF01 | 1500
I | 20003067 | DIGITAL HYGROMETER_HTC_ENGINEERING DEPT | DIGITAL HYGROMETER | HTC | 288-ATH | 99247 |  | FF01 | 1500
I | 20003068 | DIGITAL HYGROMETER_HTC_ENGINEERING DEPT | DIGITAL HYGROMETER | HTC | 288-ATH | 99248 |  | FF01 | 1500
I | 20003069 | DIGITAL HYGROMETER_HTC_ENGINEERING DEPT | DIGITAL HYGROMETER | HTC | 288-ATH | 99249 |  | FF01 | 1500
I | 20003070 | DIGITAL HYGROMETER_HTC_ENGINEERING DEPT | DIGITAL HYGROMETER | HTC | 288-ATH | 99250 |  | FF01 | 1500
I | 20003071 | DIGITAL HYGROMETER_HTC_ENGINEERING DEPT | DIGITAL HYGROMETER | HTC | 288-ATH | 99251 |  | FF01 | 1500
I | 20003072 | DIGITAL HYGROMETER_HTC_ENGINEERING DEPT | DIGITAL HYGROMETER | HTC | 288-ATH | 99252 |  | FF01 | 1500
I | 20003073 | DIGITAL HYGROMETER_HTC_ENGINEERING DEPT | DIGITAL HYGROMETER | HTC | 288-ATH | 99253 |  | FF01 | 1500
I | 20003074 | DPS_AHU-G38_PRE FILTER | PRE FILTER | HONEYWELL | DPSN200A | TJ2231005047 | FF-061 | TAL2 | 1500 | 30000665
I | 20003075 | DPS_AHU-G38_FINE FILTER | FINE FILTER | HONEYWELL | DPSN400A | TJ2235003357 | FF-061 | TAL2 | 1500 | 30000665
I | 20003076 | DPT_AHU-G38_ON AHU | ON AHU | HONEYWELL | HELPB2500PX | 550155-015 | FF-061 | TAL2 | 1500 | 30000665
I | 20003077 | RHT_AHU-G38_RETURN AIR | RETURN AIR | GREYSTONE | RH200A02L-BRY | 544007-106 | FF-061 | TAL2 | 1500 | 30000665
I | 20003078 | DPS_AHU-G38_ON AHU | ON AHU | HUBA CONTROL | 604 | 604/9210030/004 | FF-061 | TAL2 | 1500 | 30000665
I | 20003079 | DPT_AHU-G38_PROCESS AIR FLOW | PROCESS AIR FLOW | HUBA CONTROL | 402 | 402/9300021/008 | FF-061 | TAL2 | 1500 | 30000665
I | 20003080 | DPT_AHU-G38_REACTIVATION AIR FLOW | REACTIVATION AIR FLOW | HUBA CONTROL | 402 | 402/9300021/009 | FF-061 | TAL2 | 1500 | 30000665
I | 20003081 | TS_AHU-G38_PRE COIL TEMPERATURE | PRE COIL TEMPERATURE | NEXTHERMAL | NIT901392 | 04-22/6116 | FF-061 | TAL2 | 1500 | 30000665
I | 20003082 | TS_AHU-G38_POST COIL TEMPERATURE | POST COIL TEMPERATURE | NEXTHERMAL | NIT901392 | 04-22/6117 | FF-061 | TAL2 | 1500 | 30000665
I | 20003083 | TS_AHU-G38_REACTIVATION IN TEMPERATURE | REACTIVATION IN TEMPERATURE | NEXTHERMAL | NIT901392 | 04-22/6118 | FF-061 | TAL2 | 1500 | 30000665
I | 20003084 | TS_AHU-G38_REACTIVATION OUT TEMPERATURE | REACTIVATION OUT TEMPERATURE | NEXTHERMAL | NIT901392 | 04-22/6119 | FF-061 | TAL2 | 1500 | 30000665
I | 20003085 | PG_AHU-G38_STEAM INLET | STEAM INLET | FORBES MARSHALL |  | 4H21037319 | FF-061 | TAL2 | 1500 | 30000665
I | 20003086 | DPG_BIN WASHING STATION-3_PRE FILTER | ON AHU PRE FILTER | SENSOCON | S2000-50MM | HJ2206H3882 | FF-061 | TAL2 | 1500 | 10000459
I | 20003087 | DPG_BIN WASHING STATION-3_FINE FILTER | ON AHU FINE FILTER | SENSOCON | S2000-50MM | HJ2206H3807 | FF-061 | TAL2 | 1500 | 10000459
I | 20003088 | DPGT_BIN WASHING STATION-3_HEPA FILTER | ON AHU HEPA FILTER | DWYER | 605-6 | SI220744-6IN-01/22-23 | FF-061 | TAL2 | 1500 | 10000459
I | 20003089 | PG_BIN WASHING STATION-3_STEAM COIL INLE | STEAM COIL INLET PRESSURE | RADIX | NA | 622011511 | FF-061 | TAL2 | 1500 | 10000459
I | 20003090 | PG_BIN WASHING STATION-3_CHILLED WATER C | CHILLED WATER COIL INLET PRESS | RADIX | NA | 622009456 | FF-061 | TAL2 | 1500 | 10000459
I | 20003091 | TG_BIN WASHING STATION-3_STEAM COIL INLE | STEAM COIL INLET TEMPERATURE | RADIX | NA | 622009435 | FF-061 | TAL2 | 1500 | 10000459
I | 20003092 | TG_BIN WASHING STATION-3_CHILLED WATER C | CHILLED WATER COIL OUTLET TEMP | RADIX | NA | 622007034 | FF-061 | TAL2 | 1500 | 10000459
I | 20003093 | TG_BIN WASHING STATION-3_CHILLED WATER C | CHILLED WATER COIL INLET TEMPE | RADIX | NA | 622009876 | FF-061 | TAL2 | 1500 | 10000459
I | 20003094 | AVS_BIN WASHING STATION-3_AHU INLET DUCT | ON AHU INLET DUCT | E+E | EE75 | 223110000103 | FF-061 | TAL2 | 1500 | 10000459
I | 20003095 | TST_BIN WASHING STATION-3_AHU INLET AIR | ON AHU INLET AIR TEMPERATURE | ENDRESS+HAUSER | TM 411 | T703FC97457 | FF-061 | TAL2 | 1500 | 10000459
I | 20003096 | PG_BIN WASHING STATION-3_POSITIONER CONT | POSITIONER CONTROL AIR IN | AIRA | NA | NA | FF-061 | TAL2 | 1500 | 10000459
I | 20003097 | PG_BIN WASHING STATION-3_POSITIONER CONT | POSITIONER CONTROL AIR OUT | AIRA | NA | NA | FF-061 | TAL2 | 1500 | 10000459
I | 20003098 | PG_BIN WASHING STATION-3_ON MAIN AIR REG | ON MAIN AIR REGULATOR | SUZHIK | NA | NA | FF-061 | TAL2 | 1500 | 10000459
I | 20003099 | TST_BIN WASHING STATION-3_INLET WATER TE | INLET WATER TEMPERATURE | ENDRESS+HAUSER | TM 411 | T703FB97457 | FF-061 | TAL2 | 1500 | 10000459
I | 20003100 | PT_BIN WASHING STATION-3_INLET WATER PRE | INLET WATER PRESSURE | KROHNE | OPTIBAR P1010C | P210001011193972 | FF-061 | TAL2 | 1500 | 10000459
I | 20003101 | FS_BIN WASHING STATION-3_INLET WATER FLO | INLET WATER FLOW | BAUMER | PF20H | 11185356-203 | FF-061 | TAL2 | 1500 | 10000459
I | 20003102 | PG_BIN WASHING STATION-3_PUMP INLET PRES | PUMP INLET PRESSURE | WIKA | NA | NA | FF-061 | TAL2 | 1500 | 10000459
I | 20003103 | PG_BIN WASHING STATION-3_MAIN AIR PRESSU | MAIN AIR PRESSURE | SMC | NA | NA | FF-061 | TAL2 | 1500 | 10000459
I | 20003104 | PG_BIN WASHING STATION-3_CLEAN SIDE DOOR | CLEAN SIDE DOOR SEAL PRESSURE | SMC | NA | NA | FF-061 | TAL2 | 1500 | 10000459
I | 20003105 | PG_BIN WASHING STATION-3_UNCLEAN SIDE DO | UNCLEAN SIDE DOOR SEAL PRESSUR | SMC | NA | NA | FF-061 | TAL2 | 1500 | 10000459
I | 20003106 | PT_BIN WASHING STATION-3_MAIN AIR PRESSU | MAIN AIR PRESSURE | GEFRAN | F050451 | 2207E5A0 | FF-061 | TAL2 | 1500 | 10000459
I | 20003107 | PT_BIN WASHING STATION-3_CLEAN SIDE DOOR | CLEAN SIDE DOOR SEAL PRESSURE | GEFRAN | F050451 | 2212CD05 | FF-061 | TAL2 | 1500 | 10000459
I | 20003108 | PT_BIN WASHING STATION-3_UNCLEAN SIDE DO | UNCLEAN SIDE DOOR SEAL PRESSUR | GEFRAN | F050451 | 2212CD04 | FF-061 | TAL2 | 1500 | 10000459
I | 20003109 | DPT_BIN WASHING STATION-3_CHAMBER PRESSU | CHAMBER PRESSURE | KIMO | CP212BO-R | 1D220106588 | FF-061 | TAL2 | 1500 | 10000459
I | 20003110 | TST_BIN WASHING STATION-3_OUTLET AIR DUC | OULET AIR DUCT | ENDRESS+HAUSER | TM 411 | T703FD97457 | FF-061 | TAL2 | 1500 | 10000459
I | 20003111 | PT_BIN WASHING STATION-3_INLET UTILITY P | INLET UTILITY PRESSURE | BAUMER | CTX | 15C2022-016 | FF-061 | TAL2 | 1500 | 10000459
I | 20003112 | CTT WITH SENSOR_BIN WASHING STATION-3_DR | DRAIN LINE | JUMO | AQUIS 500 CR | 0310367301522320029 | FF-061 | TAL2 | 1500 | 10000459
I | 20003113 | DPG_BIN WASHING STATION-3_PRE FILTER | ON AHU PRE FILTER | SENSOCON | S2000-50MM | HJ2206H3836 | FF-061 | TAL2 | 1500 | 10000460
I | 20003114 | DPG_BIN WASHING STATION-3_FINE FILTER | ON AHU FINE FILTER | SENSOCON | S2000-50MM | HJ2206C1645 | FF-061 | TAL2 | 1500 | 10000460
I | 20003115 | DPGT_BIN WASHING STATION-3_HEPA FILTER | ON AHU HEPA FILTER | DWYER | 605-6 | MDPIT/475/76 | FF-061 | TAL2 | 1500 | 10000460
I | 20003116 | PG_BIN WASHING STATION-3_STEAM COIL INLE | STEAM COIL INLET PRESSURE | RADIX | NA | 622009460 | FF-061 | TAL2 | 1500 | 10000460
I | 20003117 | PG_BIN WASHING STATION-3_CHILLED WATER C | CHILLED WATER COIL INLET PRESS | RADIX | NA | 622009444 | FF-061 | TAL2 | 1500 | 10000460
I | 20003118 | TG_BIN WASHING STATION-3_STEAM COIL INLE | STEAM COIL INLET TEMPERATURE | RADIX | NA | 621020911 | FF-061 | TAL2 | 1500 | 10000460
I | 20003119 | TG_BIN WASHING STATION-3_CHILLED WATER C | CHILLED WATER COIL OUTLET TEMP | RADIX | NA | 622009449 | FF-061 | TAL2 | 1500 | 10000460
I | 20003120 | TG_BIN WASHING STATION-3_CHILLED WATER C | CHILLED WATER COIL INLET TEMPE | RADIX | NA | 622009877 | FF-061 | TAL2 | 1500 | 10000460
I | 20003121 | AVS_BIN WASHING STATION-3_AHU INLET DUCT | ON AHU INLET DUCT | E+E | EE75 | 223110000099 | FF-061 | TAL2 | 1500 | 10000460
I | 20003122 | TST_BIN WASHING STATION-3_AHU INLET AIR | ON AHU INLET AIR TEMPERATURE | ENDRESS+HAUSER | TM 411 | T703FF97457 | FF-061 | TAL2 | 1500 | 10000460
I | 20003123 | PG_BIN WASHING STATION-3_POSITIONER CONT | POSITIONER CONTROL AIR IN | AIRA | NA | NA | FF-061 | TAL2 | 1500 | 10000460
I | 20003124 | PG_BIN WASHING STATION-3_POSITIONER CONT | POSITIONER CONTROL AIR OUT | AIRA | NA | NA | FF-061 | TAL2 | 1500 | 10000460
I | 20003125 | PG_BIN WASHING STATION-3_ON MAIN AIR REG | ON MAIN AIR REGULATOR | SUZHIK | NA | NA | FF-061 | TAL2 | 1500 | 10000460
I | 20003126 | TST_BIN WASHING STATION-3_INLET WATER TE | INLET WATER TEMPERATURE | ENDRESS+HAUSER | TM 411 | T703FE97457 | FF-061 | TAL2 | 1500 | 10000460
I | 20003127 | PT_BIN WASHING STATION-3_INLET WATER PRE | INLET WATER PRESSURE | KROHNE | OPTIBAR P1010C | P220001011286754 | FF-061 | TAL2 | 1500 | 10000460
I | 20003128 | FS_BIN WASHING STATION-3_INLET WATER FLO | INLET WATER FLOW | BAUMER | PF20H | 11185356-212 | FF-061 | TAL2 | 1500 | 10000460
I | 20003129 | PG_BIN WASHING STATION-3_PUMP INLET PRES | PUMP INLET PRESSURE | WIKA | NA | NA | FF-061 | TAL2 | 1500 | 10000460
I | 20003130 | PG_BIN WASHING STATION-3_MAIN AIR PRESSU | MAIN AIR PRESSURE | SMC | NA | NA | FF-061 | TAL2 | 1500 | 10000460
I | 20003131 | PG_BIN WASHING STATION-3_CLEAN SIDE DOOR | CLEAN SIDE DOOR SEAL PRESSURE | SMC | NA | NA | FF-061 | TAL2 | 1500 | 10000460
I | 20003132 | PG_BIN WASHING STATION-3_UNCLEAN SIDE DO | UNCLEAN SIDE DOOR SEAL PRESSUR | SMC | NA | NA | FF-061 | TAL2 | 1500 | 10000460
I | 20003133 | PT_BIN WASHING STATION-3_MAIN AIR PRESSU | MAIN AIR PRESSURE | GEFRAN | F050451 | 2218E300 | FF-061 | TAL2 | 1500 | 10000460
I | 20003134 | PT_BIN WASHING STATION-3_CLEAN SIDE DOOR | CLEAN SIDE DOOR SEAL PRESSURE | GEFRAN | F050451 | 2218E30A | FF-061 | TAL2 | 1500 | 10000460
I | 20003135 | PT_BIN WASHING STATION-3_UNCLEAN SIDE DO | UNCLEAN SIDE DOOR SEAL PRESSUR | GEFRAN | F050451 | 2218E305 | FF-061 | TAL2 | 1500 | 10000460
I | 20003136 | DPT_BIN WASHING STATION-3_CHAMBER PRESSU | CHAMBER PRESSURE | KIMO | CP212BO-R | ID220106592 | FF-061 | TAL2 | 1500 | 10000460
I | 20003137 | TST_BIN WASHING STATION-3_OUTLET AIR DUC | OULET AIR DUCT | ENDRESS+HAUSER | TM 411 | T703FA97457 | FF-061 | TAL2 | 1500 | 10000460
I | 20003138 | PT_BIN WASHING STATION-3_INLET UTILITY P | INLET UTILITY PRESSURE | BAUMER | CTX | 13D2022-018 | FF-061 | TAL2 | 1500 | 10000460
I | 20003139 | CTT WITH SENSOR_BIN WASHING STATION-3_DR | DRAIN LINE | JUMO | AQUIS 500 CR | 0304414801522100025 | FF-061 | TAL2 | 1500 | 10000460
I | 20003140 | PG_PWG S&D_1.5M3/HR_OZONE TRANSFER LINE | OZONE TRANSFER LINE | GENERAL | NA | 2208728778 | FF-062 | PW02 | 1500 | 30000700
I | 20003141 | PG_PWG S&D_1.5M3/HR_OZONE RECIRCULATION | OZONE RECIRCULATION LINE | GENERAL | NA | 2208728776 | FF-062 | PW02 | 1500 | 30000700
I | 20003142 | PG_PWG S&D_1.5M3/HR_OZONE RECIRCULATION | OZONE RECIRCULATION LINE | GENERAL | NA | 2208728785 | FF-062 | PW02 | 1500 | 30000700
I | 20003143 | CG_PWG S&D_1.5M3/HR_OZONATION TANK | OZONATION TANK | GENERAL | NA | 2208728796 | FF-062 | PW02 | 1500 | 30000700
I | 20003144 | PG_PWG S&D_1.5M3/HR_PROCESS WATER TRANSF | PROCESS WATER TRANSFER PUMP | GENERAL | NA | 2208728791 | FF-062 | PW02 | 1500 | 30000700
I | 20003145 | PG_PWG S&D_1.5M3/HR_PROCESS WATER RETURN | PROCESS WATER RETURN LINE | GENERAL | NA | 2208728792 | FF-062 | PW02 | 1500 | 30000700
I | 20003146 | CG_PWG S&D_1.5M3/HR_PROCESS WATER STORAG | PROCESS WATER STORAGE TANK | GENERAL | NA | 2208728795 | FF-062 | PW02 | 1500 | 30000700
I | 20003147 | PG_PWG S&D_1.5M3/HR_PROCESS WATER STEAM | PROCESS WATER STEAM LINE | GENERAL | NA | 2208728798 | FF-062 | PW02 | 1500 | 30000700
I | 20003148 | PG_PWG S&D_1.5M3/HR_OSMOTRON INLET | OSMOTRON INLET | GENERAL | NA | 2208728777 | FF-062 | PW02 | 1500 | 30000700
I | 20003149 | PG_PWG S&D_1.5M3/HR_RO INLET | RO INLET | GENERAL | NA | 2208728786 | FF-062 | PW02 | 1500 | 30000700
I | 20003150 | PG_PWG S&D_1.5M3/HR_RO REJECT | RO REJECT | GENERAL | NA | 2208728788 | FF-062 | PW02 | 1500 | 30000700
I | 20003151 | PG_PWG S&D_1.5M3/HR_PW SUPPLY LINE | PW SUPPLY LINE | GENERAL | NA | 2208728790 | FF-062 | PW02 | 1500 | 30000700
I | 20003152 | PG_PWG S&D_1.5M3/HR_PW RETURN LINE | PW RETURN LINE | GENERAL | NA | 2208728793 | FF-062 | PW02 | 1500 | 30000700
I | 20003153 | PG_PWG S&D_1.5M3/HR_STEAM LINE | STEAM LINE | GENERAL | NA | 2208728797 | FF-062 | PW02 | 1500 | 30000700
I | 20003154 | PG_PWG S&D_1.5M3/HR_ON MAIN AIR REGULATO | ON MAIN AIR REGULATOR | FESTO | NA | NA | FF-062 | PW02 | 1500 | 30000700
I | 20003155 | CG_PWG S&D_1.5M3/HR_PW STORAGE TANK | PW STORAGE TANK | GENERAL | NA | 2208728794 | FF-062 | PW02 | 1500 | 30000700
I | 20003158 | TST_PWG S&D_1.5M3/HR_AFTER PLATE TYPE HE | AFTER PLATE TYPE HEAT EXCHANGR | RADIX | NA | 222024832 | FF-062 | PW02 | 1500 | 30000700
I | 20003159 | TST_PWG S&D_1.5M3/HR_PROCESS WATER RETUR | PROCESS WATER RETURN LINE | RADIX | NA | 222024839 | FF-062 | PW02 | 1500 | 30000700
I | 20003160 | TST_PWG S&D_1.5M3/HR_PROCESS WATER STORA | PROCESS WATER STORAGE TANK | RADIX | NA | 222018878 | FF-062 | PW02 | 1500 | 30000700
I | 20003161 | TST_PWG S&D_1.5M3/HR_RO OUTLET | RO OUTLET | RADIX | NA | 222024840 | FF-062 | PW02 | 1500 | 30000700
I | 20003162 | TST_PWG S&D_1.5M3/HR_PW RETURN LINE | PW RETURN LINE | RADIX | NA | 222024838 | FF-062 | PW02 | 1500 | 30000700
I | 20003163 | TST_PWG S&D_1.5M3/HR_BEFORE HEAT EXCHANG | BEFORE HEAT EXCHANGER | RADIX | NA | 222024833 | FF-062 | PW02 | 1500 | 30000700
I | 20003164 | TST_PWG S&D_1.5M3/HR_PW STORAGE TANK | PW STORAGE TANK | RADIX | NA | 222032244 | FF-062 | PW02 | 1500 | 30000700
I | 20003165 | FM_PWG S&D_1.5M3/HR_OZONE RECIRCULATION | OZONE RECIRCULATION LINE | KROHNE | H250/RR/M30 | I220000000006062 | FF-062 | PW02 | 1500 | 30000700
I | 20003166 | OZT WITH SENSOR_PWG S&D_1.5M3/HR_OZONE | OZONE RECIRCULATION LINE | METTLER TOLEDO | M200 | 1243267111 | FF-062 | PW02 | 1500 | 30000700
I | 20003167 | TST_PWG S&D_1.5M3/HR_EDI OUTLET | EDI OUTLET | RADIX | NA | 222024835 | FF-062 | PW02 | 1500 | 30000700
I | 20003168 | TST_PWG S&D_1.5M3/HR_RO INLET | RO INLET | RADIX | NA | 222024841 | FF-062 | PW02 | 1500 | 30000700
I | 20003169 | FT_PWG S&D_1.5M3/HR_PROCESS WATER RETURN | PROCESS WATER RETURN LINE | KROHNE | OPTISWIRL 4200C | I222000000001778 | FF-062 | PW02 | 1500 | 30000700
I | 20003170 | OZT WITH SENSOR_PWG S&D_1.5M3/HR_AFTER U | AFTER UV | METTLER TOLEDO | M200 | 1243267115 | FF-062 | PW02 | 1500 | 30000700
I | 20003171 | FT_PWG S&D_1.5M3/HR_EDI CONCENTRATE CIRC | EDI CONCENTRATE CIRCULATION LI | BURKERT | 8012 | 30197 | FF-062 | PW02 | 1500 | 30000700
I | 20003172 | FT_PWG S&D_1.5M3/HR_RO OUTLET | RO OUTLET | BURKERT | 8012 | 30195 | FF-062 | PW02 | 1500 | 30000700
I | 20003173 | FT_PWG S&D_1.5M3/HR_RO INLET | RO INLET | BURKERT | 8012 | 30198 | FF-062 | PW02 | 1500 | 30000700
I | 20003174 | FT_PWG S&D_1.5M3/HR_RO REJECT | RO REJECT | BURKERT | 8012 | 30128 | FF-062 | PW02 | 1500 | 30000700
I | 20003175 | FT_PWG S&D_1.5M3/HR_PW RETURN LINE | PW RETURN LINE | KROHNE | OPTISWIRL 4200C | I222000000001777 | FF-062 | PW02 | 1500 | 30000700
I | 20003176 | FM_PWG S&D_1.5M3/HR_RO REJECT RECIRCULAT | RO REJECT RECIRCULATION | KROHNE | H250/RR/M30 | I220000000006059 | FF-062 | PW02 | 1500 | 30000700
I | 20003177 | LT_PWG S&D_1.5M3/HR_OZONATION TANK | OZONATION TANK | SPINK CONTROLS | SC-701 | 22/16945 | FF-062 | PW02 | 1500 | 30000700
I | 20003178 | TC_PWG S&D_1.5M3/HR_OZONATION TANK | OZONATION TANK | SELEC | PID500 | NA | FF-062 | PW02 | 1500 | 30000700
I | 20003179 | LT_PWG S&D_1.5M3/HR_PROCESS WATER STORAG | PROCESS WATER STORAGE TANK | SPINK CONTROLS | SC-701 | 22/16675 | FF-062 | PW02 | 1500 | 30000700
I | 20003180 | TC_PWG S&D_1.5M3/HR_PROCESS WATER STORAG | PROCESS WATER STORAGE TANK | SELEC | PID500 | NA | FF-062 | PW02 | 1500 | 30000700
I | 20003181 | PT_PWG S&D_1.5M3/HR_OSMOTRON INLET | OSMOTRON INLET | JUMO | 402050 | 0313638701022440009 | FF-062 | PW02 | 1500 | 30000700
I | 20003182 | PT_PWG S&D_1.5M3/HR_EDI CONCENTRATE CIRC | EDI CONCENTRATE CIRCULATION LI | JUMO | 402050 | 0313638701022440024 | FF-062 | PW02 | 1500 | 30000700
I | 20003183 | PT_PWG S&D_1.5M3/HR_EDI OUTLET | EDI OUTLET | JUMO | 402050 | 0311867201022370022 | FF-062 | PW02 | 1500 | 30000700
I | 20003184 | PT_PWG S&D_1.5M3/HR_RO OUTLET | RO OUTLET | JUMO | 402050 | 0311867001022370011 | FF-062 | PW02 | 1500 | 30000700
I | 20003185 | PT_PWG S&D_1.5M3/HR_PW RETURN LINE | PW RETURN LINE | JUMO | 402050 | 0311867201022370008 | FF-062 | PW02 | 1500 | 30000700
I | 20003186 | PHT WITH SENSOR_PWG S&D_1.5M3/HR_RO INLE | RO INLET | JUMO | 202560 | 0308865901322270030 | FF-062 | PW02 | 1500 | 30000700
I | 20003187 | CTT WITH SENSOR_PWG S&D_1.5M3/HR_RO OUTL | RO OUTLET | JUMO | 202565 | 0310525201522320005 | FF-062 | PW02 | 1500 | 30000700
I | 20003188 | CTT WITH SENSOR_PWG S&D_1.5M3/HR_EDI CON | EDI CONCENTRATE CIRCULATION LI | JUMO | 202565 | 0310525201522320015 | FF-062 | PW02 | 1500 | 30000700
I | 20003189 | CTT WITH SENSOR_PWG S&D_1.5M3/HR_EDI OUT | EDI OUTLET | JUMO | 202565 | 0310525201522320006 | FF-062 | PW02 | 1500 | 30000700
I | 20003190 | CTT WITH SENSOR_PWG S&D_1.5M3/HR_PW RETU | PW RETURN LINE | JUMO | 202565 | 0310525201522320016 | FF-062 | PW02 | 1500 | 30000700
I | 20003191 | LT_PWG S&D_1.5M3/HR_PW STORAGE TANK | PW STORAGE TANK | SPINK CONTROLS | SC-701 | 22/16676 | FF-062 | PW02 | 1500 | 30000700
I | 20003192 | TC_PWG S&D_1.5M3/HR_PW STORAGE TANK | PW STORAGE TANK | SELEC | PID500 | NA | FF-062 | PW02 | 1500 | 30000700
I | 20003193 | TOCA_PWG S&D_1.5M3/HR_RETURN LINE | RETURN LINE | SIEVERS | TOC,SUPER IOS | 22101242 | FF-062 | PW02 | 1500 | 30000700
I | 20003194 | RHTT_FBD 300LTR_INLET DUCT | INLET DUCT | NOVUS | RHT-DM | 20114841 | FF-15 | FF01 | 1500 | 10000215
U | 30000440 | BOILER_1.5TPH_UTILITY AREA |  | FORBES MARSHALL | FVPL-18-2929 | FVPL-18-2929 | GF-20 | UTBR | 1500
U | 30000441 | AIR COMPRESSOR_283CFM_UTILITY ROOM |  | CHICAGO PNEUMATICS | PX60-10 | PNA-820333 | GF-20 | UTY0 | 1500
U | 30000442 | AIR DRYER_250CFM_UTILITY ROOM |  | AIRRO ENGINEERING | HL-250 |  | GF-20 | UTY0 | 1500
U | 30000443 | CHILLER_350TR_UTILITY ROOM |  | DAIKIN | PFSHBLG3LCDARV | 112 | GF-20 | UTY0 | 1500
U | 30000444 | COOLING TOWER_450TR_UTILITY ROOM |  | HIMGIRI | HSS 013.013 |  | GF-20 | UTY0 | 1500
U | 30000445 | HOT WATER SYSTEM_UTILITY ROOM |  | FLOWTECH SYSTEMS & ENGINEERS | HA1928 | 1811136 | GF-20 | UTY0 | 1500
U | 30000446 | DIESEL GENERATOR_1250KVA_UTILITY AREA |  | STERLING GENERATORS PVT LTD | SGP1250SR | NA |  | UTPS | 1500
U | 30000447 | AHU-G01_2135CFM_TECHNICAL AREA-1 | CAPSULE AREA 1 | ZECO AIRCON Ltd. | ZDS-20 | 18219301 | FF-15 | FF01 | 1500
U | 30000448 | AHU-G02_3699CFM_TECHNICAL AREA-1 | COMPRESSION AREA 1 | ZECO AIRCON Ltd. | ZDS-40 | 18219302 | FF-15 | FF01 | 1500
U | 30000449 | AHU-G03_3911CFM_TECHNICAL AREA-1 | RM STAGING 1 | ZECO AIRCON Ltd. | ZDS-30 | 18219303 | FF-15 | FF01 | 1500
U | 30000450 | AHU-G04_2019CFM_TECHNICAL AREA-1 | BLENDING AREA 1 | ZECO AIRCON Ltd. | ZDS-20 | 18219304 | FF-15 | FF01 | 1500
U | 30000451 | AHU-G05_1849CFM_TECHNICAL AREA-1 | DRY GRANULATION | ZECO AIRCON Ltd. | ZDS-20 | 18219305 | FF-15 | FF01 | 1500
U | 30000452 | AHU-G06_6153CFM_TECHNICAL AREA-1 | GRANULATION 1 | ZECO AIRCON Ltd. | ZDS-80 | 18219317 | FF-15 | FF02 | 1500
U | 30000453 | AHU-G07_11465CFM_TECHNICAL AREA-1 | CORRIDOR 3 | ZECO AIRCON Ltd. | ZDS-100 | 18219306 | FF-15 | FF01 | 1500
U | 30000454 | AHU-G08_2629CFM_TECHNICAL AREA-1 | COATING AREA-1 | ZECO AIRCON Ltd. | ZDS-30 | 18219313 | FF-15 | FF01 | 1500
U | 30000455 | AHU-G08A_600CFM_TECHNICAL AREA-1 | INSPECTION | ZECO AIRCON Ltd. | ZDS-10 | 18219319 | FF-15 | FF01 | 1500
U | 30000456 | AHU-G09_600CFM_TECHNICAL AREA-1 | DISPENSING ROOM 1 | ZECO AIRCON Ltd. | ZDS-10 | 18219307 | FF-15 | FF01 | 1500
U | 30000457 | AHU-G10_647CFM_TECHNICAL AREA-1 | DISPENSING ROOM 2 | ZECO AIRCON Ltd. | ZDS-10 | 18219308 | FF-15 | FF01 | 1500
U | 30000458 | AHU-G11_5518CFM_TECHNICAL AREA-1 | IPQC AREA 2 | ZECO AIRCON Ltd. | ZDS-80 | 18219309 | FF-15 | FF01 | 1500
U | 30000459 | AHU-G12_6453CFM_TECHNICAL AREA-1 | DISPENSING ROOM 3 | ZECO AIRCON Ltd. | ZDS-80 | 18219320 | FF-15 | FF01 | 1500
U | 30000460 | AHU-G13_2147CFM_TECHNICAL AREA-1 | BOTTLE FILLING,SEALING AND CAP | ZECO AIRCON Ltd. | ZDS-30 | 18219310 | FF-15 | FF01 | 1500
U | 30000461 | AHU-G14_2229CFM_TECHNICAL AREA-1 | BLISTER FILLING AREA | ZECO AIRCON Ltd. | ZDS-30 | 18219311 | FF-15 | FF01 | 1500
U | 30000462 | AHU-G15_2447CFM_TECHNICAL AREA-1 | SACHET FILLING AREA | ZECO AIRCON Ltd. | ZDS-30 | 18219312 | FF-15 | FF01 | 1500
U | 30000463 | AHU-G16_5131CFM_TECHNICAL AREA-1 | SPARE ROOM 1 | ZECO AIRCON Ltd. | ZDS-60 | 18219322 | FF-15 | FF01 | 1500
U | 30000464 | AHU-G17_6924CFM_TECHNICAL AREA-1 | MANUFACTURING SCRAP OUT | ZECO AIRCON Ltd. | ZDS-80 | 182193024 | FF-15 | FF01 | 1500
U | 30000465 | AHU-G17A_9382CFM_TECHNICAL AREA-1 | CORRIDOR-2 AND BOTTLE DE-CART | ZECO AIRCON Ltd. | ZDS-100 | 18219323 | FF-15 | FF01 | 1500
U | 30000466 | AHU-G18_6853CFM_TECHNICAL AREA-2 | RM/FG STORE AND RM UNDER TEST | ZECO AIRCON Ltd. | ZDS-200 | 18219325 | FF-60 | FF01 | 1500
U | 30000467 | AHU-G19_2182CFM_TECHNICAL AREA-1 | SAMPLING 1 | ZECO AIRCON Ltd. | ZDS-25 | 18219321 | FF-15 | FF02 | 1500
U | 30000468 | AHU-G20_1418CFM_TECHNICAL AREA-2 | SAMPLING 2 | ZECO AIRCON Ltd. | ZDS-16 | 18219313 | FF-60 | FF01 | 1500
U | 30000469 | AHU-G21_1094CFM_TECHNICAL AREA-1 | SOLVENT DISPENSING ROOM | ZECO AIRCON Ltd. | ZDS-12 | 18241701 | FF-15 | FF01 | 1500
U | 30000470 | AHU-F01_8950CFM_TECHNICAL AREA-1 | CONTROL SAMPLE ROOM, QA AND QC | ZECO AIRCON Ltd. | ZDS-100 | 18219329 | FF-15 | FF01 | 1500
U | 30000471 | AHU-F02_14465CFM_TECHNICAL AREA-1 | HPLC ROOM AND INSTRUMENT ROOM | ZECO AIRCON Ltd. | ZDS-150 | 18219326 | FF-15 | FF02 | 1500
U | 30000472 | AHU-F03_1976CFM_TECHNICAL AREA-1 | WET CHEMISTRY LAB | ZECO AIRCON Ltd. | ZDS-30 | 18219327 | FF-15 | FF02 | 1500
U | 30000473 | AHU-F04_5006CFM_TECHNICAL AREA-2 | MEDIA PREPARATION ROOM AND AUT | ZECO AIRCON Ltd. | ZDS-60 | 18219328 | FF-60 | FF01 | 1500
U | 30000474 | AHU-F05_1865CFM_TECHNICAL AREA-2 | COOLING ZONE | ZECO AIRCON Ltd. | ZDS-20 | 18219314 | FF-60 | FF01 | 1500
U | 30000475 | AHU-F06_553CFM_TECHNICAL AREA-2 | MLT ROOM 1 | ZECO AIRCON Ltd. | ZDS-10 | 18219315 | FF-60 | FF01 | 1500
U | 30000476 | AHU-F07_476CFM_TECHNICAL AREA-2 | MLT ROOM 2 | ZECO AIRCON Ltd. | ZDS-10 | 18219316 | FF-60 | FF01 | 1500
U | 30000477 | FDV-GV1(S)_8647CFM_TECHNICAL AREA-2 | "DEDUSTING ROOM,CORRIDOR 5" | ZECO AIRCON Ltd. | ZDFS-100 | 182193030 | FF-60 | FF01 | 1500
U | 30000478 | FDV-GV1(E)_8647CFM_TECHNICAL AREA-2 | "DEDUSTING ROOM,CORRIDOR 5" | ZECO AIRCON Ltd. | ZDFS-100 | 182193034 | FF-60 | FF01 | 1500
U | 30000479 | FDV-GV2(S)_9824CFM_TECHNICAL AREA-1 | "MAIN ENTRANCE LOBBY,CANTEEN" | ZECO AIRCON Ltd. | ZDFS-150 | 18219331 | FF-15 | FF02 | 1500
U | 30000480 | FDV-GV2(E)_10094CFM_TECHNICAL AREA-1 | "MAIN ENTRANCE LOBBY,CANTEEN" | ZECO AIRCON Ltd. | ZDFS-150 | 18219335 | FF-15 | FF02 | 1500
U | 30000481 | FDV-EB-G01_4362CFM_TECHNICAL AREA-1 | WASHING AREA FOR SAMPLING | ZECO AIRCON Ltd. | ZDFS-60 | 18219340 | FF-15 | FF01 | 1500
U | 30000482 | FDV-FV1(S)_21765CFM_TECHNICAL AREA-1 | CHEMICAL STORAGE ROOM,GLASSWAR | ZECO AIRCON Ltd. | ZDFS-250 | 18219333 | FF-15 | FF01 | 1500
U | 30000483 | FDV-FV1(E)_21765CFM_TECHNICAL AREA-1 | CHEMICAL STORAGE ROOM,GLASSWAR | ZECO AIRCON Ltd. | ZDFS-250 | 18219337 | FF-15 | FF02 | 1500
U | 30000484 | FDV-F2-EB_1724CFM_TECHNICAL AREA-1 | GC ROOM | ZECO AIRCON Ltd. | ZDFS-20 | 18219338 | FF-15 | FF01 | 1500
U | 30000485 | FDV-FV2_11765CFM_TECHNICAL AREA-1 | TECHNICAL AREA 1 | ZECO AIRCON Ltd. | ZDFS-200 | 18219339 | FF-15 | FF02 | 1500
U | 30000486 | FDV-FV3(S)_822CFM_TECHNICAL AREA-1 | FILTER STORE ROOM | ZECO AIRCON Ltd. | ZDFS-10 | 18241702 | FF-15 | FF02 | 1500
U | 30000487 | FDV-FV3(E)_822CFM_TECHNICAL AREA-1 | FILTER STORE ROOM | ZECO AIRCON Ltd. | ZDFS-10 | 18241703 | FF-15 | FF02 | 1500
U | 30000488 | DHU-AHU-G01_663CFM_TECHNICAL AREA-1 | CAPSULE FILLING AREA-1 | BRY-AIR (ASIA) PVT. LTD. | FLB-1000 | 2019BAC29229 | FF-15 | FF01 | 1500
U | 30000489 | DHU-AHU-G02_638CFM_TECHNICAL AREA-1 | COMPRESSION AREA-1 | BRY-AIR (ASIA) PVT. LTD. | FLB-1000 | 2019BAC29250 | FF-15 | FF01 | 1500
U | 30000490 | DHU-AHU-G04_539CFM_TECHNICAL AREA-1 | BLENDING AREA-1 | BRY-AIR (ASIA) PVT. LTD. | FLB-1000 | 2019BAC29254 | FF-15 | FF01 | 1500
U | 30000491 | DHU-AHU-G05_600CFM_TECHNICAL AREA-1 | DRY GRANULATION | BRY-AIR (ASIA) PVT. LTD. | FLB-1000 | 2019BAC29277 | FF-15 | FF01 | 1500
U | 30000492 | DHU-AHU-G06_1906CFM_TECHNICAL AREA-1 | GRANULATION-1 | BRY-AIR (ASIA) PVT. LTD. | FLB-3000 | 2019BAC29279 | FF-15 | FF02 | 1500
U | 30000493 | DHU-AHU-G08A_900CFM_TECHNICAL AREA-1 | INSPECTION | BRY-AIR (ASIA) PVT. LTD. | FLB-1500 | 2019BAC29276 | FF-15 | FF01 | 1500
U | 30000494 | DHU-AHU-G09_672CFM_TECHNICAL AREA-1 | DISPENSING ROOM-1 | BRY-AIR (ASIA) PVT. LTD. | FLB-1000 | 2019BAC29253 | FF-15 | FF01 | 1500
U | 30000495 | DHU-AHU-G12_3300CFM_TECHNICAL AREA-1 | DISPENSING ROOM-3 | BRY-AIR (ASIA) PVT. LTD. | FLP-6200 | 2019BAC29302 | FF-15 | FF01 | 1500
U | 30000496 | DHU-AHU-G13_612CFM_TECHNICAL AREA-1 | BOTTLE FILLING,SEALING AND CAP | BRY-AIR (ASIA) PVT. LTD. | FLB-1000 | 2019BAC29278 | FF-15 | FF01 | 1500
U | 30000497 | DHU-AHU-G14_536CFM_TECHNICAL AREA-1 | BLISTER FILLING AREA | BRY-AIR (ASIA) PVT. LTD. | FLB-1000 | 2019BAC29252 | FF-15 | FF01 | 1500
U | 30000498 | DHU-AHU-G15_667CFM_TECHNICAL AREA-1 | SACHET FILLING AREA | BRY-AIR (ASIA) PVT. LTD. | FLB-1000 | 2019BAC29251 | FF-15 | FF01 | 1500
U | 30000499 | RECYCLING PLANT_85M3/DAY_UTILITY AREA |  | CLEAR WATER |  |  |  | UTPS | 1500
U | 30000500 | PROCESS WATER SYSTEM_10M3/HR_PUMP HOUSE |  | CHRIST NISHOTECH |  |  |  | UTPS | 1500
U | 30000501 | PWG S&D_0.5M3/HR_SEC. WATER TREAT PLANT |  | CHRIST NISHOTECH |  |  | FF-58 | FF01 | 1500
U | 30000502 | CHW PRIMARY PUMP-1_22KW_UTILITY ROOM |  | BELL & GOSSETT | 1532 5G | 2018122360 | GF-20 | UTY0 | 1500
U | 30000503 | CHW PRIMARY PUMP-2_22KW_UTILITY ROOM |  | BELL & GOSSETT | 1532 5G | 2018122359 | GF-20 | UTY0 | 1500
U | 30000504 | CHW SECONDARY PUMP-1_22KW_UTILITY ROOM |  | BELL & GOSSETT | 1532 5G | 2018122362 | GF-20 | UTY0 | 1500
U | 30000505 | CHW SECONDARY PUMP-2_22KW_UTILITY ROOM |  | BELL & GOSSETT | 1532 5G | 2018122361 | GF-20 | UTY0 | 1500
U | 30000506 | COOLING WATER PUMP-1_30KW_UTILITY ROOM |  | BELL & GOSSETT | 1532 6G | 2018122340 | GF-20 | UTY0 | 1500
U | 30000507 | COOLING WATER PUMP-2_30KW_UTILITY ROOM |  | BELL & GOSSETT | 1532 6G | 2018122339 | GF-20 | UTY0 | 1500
U | 30000508 | DIESEL PUMP_85HP_PUMP HOUSE |  | KIRLOSKAR | K0852R | 1.21E+12 | GF-20 | UTPS | 1500
U | 30000509 | FIRE HYDRANT MAIN PUMP_75KW_PUMP HOUSE |  | KIRLOSKAR | DB80/26 | 10220190953 |  | UTPS | 1500
U | 30000510 | FIRE HYDRANT JOCKEY PUMP_11KW_PUMP HOUSE |  | KIRLOSKAR | OPHM25/26A | 1789319306 |  | UTPS | 1500
U | 30000511 | SPRINKLER MAIN PUMP_75KW_PUMP HOUSE |  | KIRLOSKAR | DB80/26 | 10220190948 |  | UTPS | 1500
U | 30000512 | SPRINKLER JOCKEY PUMP_11KW_PUMP HOUSE |  | KIRLOSKAR | OPHM25/26A | 1789319305 |  | UTPS | 1500
U | 30000520 | OZONE SYS._25GPH_SEC. WATER TREAT PLANT |  | OZONE TECHNOLOGY & SYSTEM | INDIZONE |  | FF-58 | FF01 | 1500
U | 30000521 | AHU-G22_1825CFM_UTILITY ROOM | BOTTLE STORAGE AREA | HVAX | FM/SD/2F/182 | HVAX/BP/49/19-20 | GF-20 | UTY0 | 1500
U | 30000522 | FDV_FV4(E)_4000CFM_DEHUMIDIFIER EXHAUST | DEHUMIDIFIER EXHAUST | HVAX | FM/SD/1F/400 | HVAX/BP/31/19-20 | FF-15 | FF02 | 1500
U | 30000523 | WEIGHING BALANCE_100KG_PUMP HOUSE | PRETREATMENT | SUNTRONICS | SP 100 | 191204 |  | UTPH | 1500
U | 30000524 | WEIGHING BALANCE_100KG_SEC. TREAT PLANT | SECONDARY WATER | SUNTRONICS | SP 100 | 191004 | FF-58 | FF01 | 1500 | 30000501
U | 30000526 | TRANSFORMER_3150 KVA_HT & LT ROOM | NEAR LT ROOM | VOLT AMP |  | JN:48461/1 |  | UTHT | 1500
U | 30000527 | OUT & IN DOOR HT PANEL_33KV_HT&LT ROOM |  | STERLING AND WILSON |  | M1819/304/01-02/01 |  | UTHT | 1500
U | 30000528 | PCC PANEL_5000A_HT & LT ROOM |  | STERLING AND WILSON |  | M1819/304/001-008/01 |  | UTHT | 1500
U | 30000529 | APFC PANEL_1250A_HT & LT ROOM |  | STERLING AND WILSON |  | M1819/320/002-008/01 |  | UTHT | 1500 | 30000528
U | 30000530 | UTILITY MCC-01_250A_HT & LT ROOM | ELECRIAL PANEL | STERLING AND WILSON |  | M1819/320/004-008/01 |  | UTHT | 1500 | 30000528
U | 30000531 | UTILITY MCC-02_630A_UTILITY ROOM | ELECTRICAL PANEL | STERLING AND WILSON |  | M1819/320/005-008/01 | GF-20 | UTY0 | 1500 | 30000528
U | 30000532 | MLDB PANEL_200A_TECHNICAL AREA-1 |  | STERLING AND WILSON |  | M1819/320/006-008/01 | FF-15 | FF01 | 1500 | 30000528
U | 30000533 | MPDB PANEL_400A_TECHNICAL AREA-1 |  | STERLING AND WILSON |  | M1819/320/007-008/01 | FF-15 | FF02 | 1500 | 30000528
U | 30000534 | PROCESS MCC PANEL_630A_TECHNICAL AREA-1 |  | STERLING AND WILSON |  | M1819/320/003-008/01 | FF-15 | FF02 | 1500 | 30000528
U | 30000535 | UPS PANEL_250A_TECHNICAL AREA-1 |  | STERLING AND WILSON |  | M1819/320/008-008/01 | FF-15 | FF01 | 1500 | 30000536
U | 30000536 | UPS SYSTEM_150KVA_UPS ROOM |  | EMERSON-VERTIV |  | 201906AP1301 | FF-17 | FF01 | 1500
U | 30000537 | FIRE PANEL_630A_PUMP HOUSE |  | POWER CONTROL SYSTEM |  |  |  | UTPH | 1500
U | 30000538 | FLY CATCHER_CORRIDOR-1 | NEAR CANTEEN | RUSSAIR | FG-FLYSHIELD-15W-ABS | RA1030/0719/010 | GF-03 | PDFG | 1500
U | 30000539 | FLY CATCHER_LADIES LOCKER ROOM | LADIES CHANGE ROOM | RUSSAIR | FG-FLYSHIELD-15W-ABS | RA1030/0719/005 | GF-08 | PDFG | 1500
U | 30000540 | FLY CATCHER_GENTS LOCKER ROOM | GENTS CHANGE ROOM | RUSSAIR | FG-FLYSHIELD-15W-ABS | RA1030/0719/004 | GF-04 | PDFG | 1500
U | 30000541 | FLY CATCHER_SCRAP OUT | SCRAP OUT ROOM | RUSSAIR | FG-FLYSHIELD-15W-ABS | RA1030/0719/009 | GF-15 | PDFG | 1500
U | 30000542 | FLY CATCHER_RM RECEIPT BAY | RM ENTRANCE | RUSSAIR | FG-FLYSHIELD-15W-ABS |  | GF-92 | WHGF | 1500
U | 30000543 | FLY CATCHER_SPM+PPM RECEIPT BAY | PM ENTRANCE | RUSSAIR | FG-FLYSHIELD-15W-ABS | RA1030/0719/008 | GF-95 | WHGF | 1500
U | 30000544 | FLY CATCHER_FG DISPATCH BAY | F.G. ENTRANCE | RUSSAIR | FG-FLYSHIELD-15W-ABS | RA1030/0719/003 | GF-95 | WHGF | 1500
U | 30000545 | FLY CATCHER_CORRIDOR-6 | FIRST FLOOR ENTRANCE | RUSSAIR | FG-FLYSHIELD-15W-ABS |  | FF-02 | FF01 | 1500
U | 30000546 | FDV-GV3(S)_3000CFM_UTYLITY ROOM | SECONDARY AND PRINTED PACKING | HVAX | FM/SD/2F/300 | HVAX/BP/29/19-20 | GF-20 | UTY0 | 1500
U | 30000547 | FDV-GV3(E)_3000CFM_UTYLITY ROOM | SECONDARY AND PRINTED PACKING | HVAX | FM/SD/1F/300 | HVAX/BP/30/19-20 | GF-20 | UTY0 | 1500
U | 30000548 | DUST COLLECTOR_COMPRESSION AREA-2 |  | PILANI ENVIROTECH |  | DC 05 |  | FF01 | 1500
U | 30000551 | DUST COLLECTOR_510CMH_COMPRESSION AREA-1 |  | PILANI ENVIROTECH |  | DC01 | FF-15 | FF01 | 1500
U | 30000552 | DUST COLLECTOR_510CMH_BLENDING AREA-1 |  | PILANI ENVIROTECH |  | DC03 | FF-15 | FF01 | 1500
U | 30000553 | DUST COLLECTOR_510CMH_DRY GRANULATION |  | PILANI ENVIROTECH |  | DC02 | FF-15 | FF01 | 1500
U | 30000555 | SOLAR PANEL SYSTEM_306.24kWp_TERRACE |  | ADANI/SUNGROW | SG 50KTL-M-20 |  |  | FF03 | 1500
U | 30000556 | PACKAGED WATER CHILLER_4TR_TECH. AREA-1 |  | PREMIER REFRIGERATION LTD. | TCAR-CB4-H1-24047M | 0858920 | FF-15 | FF01 | 1500
U | 30000557 | FIRE ALARM SYSTEM_ENGINEERING OFFICE |  | HONEYWELL | 3030D |  | FF-16 | FF01 | 1500
U | 30000558 | VACCUM CLEANER_62 LTR_TECHNICAL AREA-1 |  | ROOTS MULTICLEAN LTD. | SOTOP440TNX |  | FF-15 | FF01 | 1500
U | 30000559 | FIRE HYDRANT SYSTEM_2283 LPM_PUMP HOUSE |  | UTYLITY CONTRACTOR |  |  |  | UTPS | 1500
U | 30000561 | BOILER_1.5TPH_UTILITY AREA |  | FORBES MARSHALL |  | FVPL-20-3446 |  | UTBR | 1500
U | 30000562 | EXHAUST FAN_1400RPM_UTILTY ROOM |  | INDO |  |  | GF-20 | UTY0 | 1500
U | 30000563 | EXHAUST FAN_1400RPM_UTILTY ROOM |  | INDO |  |  | GF-20 | UTY0 | 1500
U | 30000564 | EXHAUST FAN_1400RPM_PUMP HOUSE |  | INDO |  |  |  | UTPH | 1500
U | 30000573 | NITROGEN GAS DISTRIBUTION SYSTEM |  | CHROMATOGRAPHY |  |  |  | PDFG | 1500
U | 30000590 | COOLING TOWER_450 TR_UTILITY ROOM |  | Advance Cooling Tower | 1KR-162 |  | GF-20 | UTY0 | 1500
U | 30000618 | VRF OUTDOOR UNIT-1_20 HP_TERRACE |  | CARRIER | 38VF020H119015 | 3407070380891020100012 |  | FF03 | 1500
U | 30000619 | VRF OUTDOOR UNIT-2_16 HP_TERRACE |  | CARRIER | 38VF016H119015 | 340691593068C130100011 |  | FF03 | 1500
U | 30000620 | VRF OUTDOOR UNIT-3_16 HP_TERRACE |  | CARRIER | 38VF016H119015 | 340707038068C130100008 |  | FF03 | 1500
U | 30000621 | VRF OUTDOOR UNIT-4_16 HP_TERRACE |  | CARRIER | 38VF016H119015 | 340691593068C130100010 |  | FF03 | 1500
U | 30000622 | VRF OUTDOOR UNIT-5_16 HP_TERRACE |  | CARRIER | 38VF016H119015 | 340691593068C130100009 |  | FF03 | 1500
U | 30000623 | VRF OUTDOOR UNIT-6_10 HP_AHU PLATFORM |  | CARRIER | 38VF010H119015 | 3406915930391020100006 |  | FF02 | 1500
U | 30000624 | CHILLER MULTI COMP_350TR_UTILITY ROOM |  | DAIKIN | PFS40520BRYV | 0000118 | GF-20 | UTY0 | 1500
U | 30000625 | ROLLING SHUTTER_NEAR CHILLER_UTLY ROOM |  | AVIANS INNOVATION TECH. |  |  | GF-20 | UTY0 | 1500
U | 30000626 | ROLLING SHUTTER_NEAR AIR DRYER_UTLY ROOM |  | AVIANS INNOVATION TECH. |  |  | GF-20 | UTY0 | 1500
U | 30000627 | ROLLING SHUTTER_NEAR BOILER_BIOLER HOUSE |  | AVIANS INNOVATION TECH. |  |  |  | UTBR | 1500
U | 30000628 | ROLLING SHUTTER_NEAR BOILER_BIOLER HOUSE |  | AVIANS INNOVATION TECH. |  |  |  | UTBR | 1500
U | 30000629 | ROLLING SHUTTER_LT ROOM |  | AVIANS INNOVATION TECH. |  |  |  | UTHT | 1500
U | 30000630 | ROLLING SHUTTER_HT ROOM |  | AVIANS INNOVATION TECH. |  |  |  | UTHT | 1500
U | 30000631 | ROLLING SHUTTER_PUMP HOUSE |  | AVIANS INNOVATION TECH. |  |  |  | UTPH | 1500
U | 30000632 | AUTOMATED SLIDING GATE_SECURITY GATE |  | Technocrats security system |  |  |  | UTPS | 1500
U | 30000633 | FLY CATCHER_WAITING AREA GF94 | WAITING AREA GF94 | FLYKILL |  |  | GF-94 | WHGF | 1500
U | 30000634 | FLY CATCHER_BOTTLE/SPM STAGING AREA | BOTTLE/SPM STAGING AREA | FLYKILL |  |  | GF-94 | WHGF | 1500
U | 30000644 | AIR COMPRESSOR_293CFM_UTILITY ROOM |  | CHICAGO PNEUMATICS | PXI 75-10-W-E | PNB921264 | GF-20 | UTY0 | 1500
U | 30000645 | AIR DRYER_300CFM_UTILITY ROOM | HEATLESS AIR DRYER | DELAIR INDIA PVT. LTD. | DD-680 | 2022-DI-11929 | GF-20 | UTY0 | 1500
U | 30000650 | AHU-G23_2625CFM_TECHNICAL AREA-4 | AHU-G23 | System Air | BA- 5 | 24237/04/2022 |  | TL2A | 1500
U | 30000651 | AHU-G24_14835CFM_TECHNICAL AREA-3 | AHU-G24 | SYSTEM AIR | BA-26 | 24374/04/2022 |  | TAL2 | 1500
U | 30000652 | AHU-G25_13655CFM_TECHNICAL AREA-3 | AHU-G25 | SYSTEM AIR | BA-24 | 24375/04/2022 |  | TAL2 | 1500
U | 30000653 | AHU-G26_3790CFM_TECHNICAL AREA-3 | AHU CUM DEHUMIDIFIER-G26 | BRY AIR | FLP- 2500 | 2022-BAC-34863 |  | TAL2 | 1500
U | 30000654 | AHU-G27_9580CFM_TECHNICAL AREA-3 | AHU-G27 | SYSTEM AIR | BA-17 | 24249/04/2022 |  | TAL2 | 1500
U | 30000655 | AHU-G28_3435CFM_TECHNICAL AREA-3 | AHU CUM DEHUMIDIFIER-G28 | BRY AIR | FLP-5000 | 2022-BAC-34796 |  | TAL2 | 1500
U | 30000656 | AHU-G29_1605CFM_TECHNICAL AREA-3 | AHU-G29 | SYSTEM AIR | BA3A | 24250/04/2022 |  | TAL2 | 1500
U | 30000657 | AHU-G30_2125CFM_TECHNICAL AREA-3 | AHU CUM DEHUMIDIFIER-G30(FLP) | BRY AIR | FLP-2000 | 2022-BAC-34808 |  | TAL2 | 1500
U | 30000658 | AHU-G31_2815CFM_TECHNICAL AREA-4 | AHU-G31 | SYSTEM AIR | BA3A | 24264/04/2022 |  | TL2A | 1500
U | 30000659 | AHU-G32_1665CFM_TECHNICAL AREA-4 | AHU-32 | SYSTEM AIR | BA-5 | 24238/04/2022 |  | TL2A | 1500
U | 30000660 | AHU-G33_4645CFM_TECHNICAL AREA-3 | AHU CUM DEHUMIDIFIER-G33 | BRY AIR | FLP-6200 | 2022-BA-18382 |  | TAL2 | 1500
U | 30000661 | AHU-G34_4500CFM_TECHNICAL AREA-3 | AHU CUM DEHUMIDIFIER-G34 | BRY AIR | FLP-1500 |  |  | TAL2 | 1500
U | 30000662 | AHU-G35_4460CFM_TECHNICAL AREA-4 | AHU-35 | SYSTEM AIR | BA-9 | 24244/04/2022 |  | TL2A | 1500
U | 30000663 | AHU-G36_2490CFM_TECHNICAL AREA-4 | AHU-36 | SYSTEM AIR | BA-4 | 24261/04/2022 |  | TL2A | 1500
U | 30000664 | AHU-G37_3740CFM_TECHNICAL AREA-3 | AHU-37 | SYSTEM AIR | BA-7 | 24370/04/2022 |  | TAL2 | 1500
U | 30000665 | AHU-G38_3440CFM_TECHNICAL AREA-3 | AHU CUM DEHUMIDIFIER-G38 | BRY AIR | FLP-6200 | 2022-BA-18386 |  | TAL2 | 1500
U | 30000666 | AHU-G39_2840CFM_TECHNICAL AREA-3 | AHU CUM DEHUMIDIFIER-G39 | BRY AIR | FLP-1500 | 2022-BAC-34807 |  | TAL2 | 1500
U | 30000667 | AHU-G40_10440CFM_TECHNICAL AREA-3 | AHU CUM DEHUMIDIFIER-G40(FLP) | BRY AIR | FLP-8000 | 2022-BAC-35008 |  | TAL2 | 1500
U | 30000668 | AHU-G41_7400CFM_TECHNICAL AREA-4 | AHU CUM DEHUMIDIFIER-G41 (FLP) | BRY AIR | FLP-3000 | 2022-BAC-35047 |  | TL2A | 1500
U | 30000669 | AHU-G42_7495CFM_TECHNICAL AREA-3 | AHU CUM DEHUMIDIFIER-G42(FLP) | BRY AIR | FLP-4200 | 2022-BA-18407 |  | TAL2 | 1500
U | 30000670 | AHU-G43_2950CFM_TECHNICAL AREA-3 | AHU CUM DEHUMIDIFIER-G43 | BRY AIR | FLP-5000 | 2022-BAC-34824 |  | TAL2 | 1500
U | 30000671 | AHU-G44_1215CFM_TECHNICAL AREA-4 | AHU-G44 | SYSTEM AIR | BA-2A | 24262/04/2022 |  | TL2A | 1500
U | 30000672 | AHU-G45_1105CFM_TECHNICAL AREA-3 | AHU-G45 | SYSTEM AIR | BA-2A | 24263/04/2022 |  | TAL2 | 1500
U | 30000673 | AHU-G46_2455CFM_TECHNICAL AREA-3 | AHU CUM DEHUMIDIFIER-G46 | BRY AIR | FLP-2000 | 2022-BAC-34798 |  | TAL2 | 1500
U | 30000674 | AHU-G47_2250CFM_TECHNICAL AREA-3 | AHU-G47 | SYSTEM AIR | BA-4 | 24371/04/2022 |  | TAL2 | 1500
U | 30000675 | AHU-G48_2250CFM_TECHNICAL AREA-3 | AHU-G48 | SYSTEM AIR | BA-4 | 24372/04/2022 |  | TAL2 | 1500
U | 30000676 | AHU-G49_4400CFM_TECHNICAL AREA-3 | AHU CUM DEHUMIDIFIER-G49 | BRY AIR | FLP-3000 | 2022-BAC-34872 |  | TAL2 | 1500
U | 30000677 | AHU-G50_2130CFM_TECHNICAL AREA-4 | AHU-G50 | SYSTEM AIR | BA-4 | 24245/04/2022 |  | TL2A | 1500
U | 30000678 | AHU-G51_2150CFM_TECHNICAL AREA-4 | AHU-G51 | SYSTEM AIR | BA-4 | 24246/04/2022 |  | TL2A | 1500
U | 30000679 | AHU-G52_2225CFM_TECHNICAL AREA-4 | AHU-G52 | SYSTEM AIR | BA-4 | 24247/04/2022 |  | TL2A | 1500
U | 30000680 | AHU-G53_2980CFM_TECHNICAL AREA-4 | AHU CUM DEHUMIDIFIER-G53 | BRY AIR | FLP-5000 | 2022-BAC-34816 |  | TL2A | 1500
U | 30000681 | AHU-G54_2030CFM_TECHNICAL AREA-4 | AHU-G54 | SYSTEM AIR | BA-4 | 24248/04/2022 |  | TL2A | 1500
U | 30000682 | AHU-G55A_13690CFM_TECHNICAL AREA-4 | AHU-G55A | SYSTEM AIR | BA-24 | 24239/04/2022 |  | TL2A | 1500
U | 30000683 | AHU-G55B_13690CFM_TECHNICAL AREA-4 | AHU-G55B | SYSTEM AIR | BA-24 | 24240/04/2022 |  | TL2A | 1500
U | 30000684 | AHU-G56_17120CFM_TECHNICAL AREA-4 | AHU-G56 | SYSTEM AIR | BA-31 | 24241/04/2022 |  | TL2A | 1500
U | 30000685 | AHU-G57_2940CFM_TECHNICAL AREA-3 | AHU CUM DEHUMIDIFIER-G57 | Bry Air | FLP-1500 | 2022-BAC-34864 |  | TAL2 | 1500
U | 30000686 | AHU-G58_3065CFM_TECHNICAL AREA-3 | AHU-G58 | SYSTEM AIR | BA-6 | 24367/04/2022 |  | TAL2 | 1500
U | 30000687 | AHU-G59_3715CFM_TECHNICAL AREA-3 | AHU CUM DEHUMIDIFIER-G59 | Bry Air | FLP-6200 | 2022-BAC-34873 |  | TAL2 | 1500
U | 30000688 | AHU-G60_1085CFM_TECHNICAL AREA-4 | AHU-G60 (FLP) | SYSTEM AIR | BA-2A | 24373/04/2022 |  | TL2A | 1500
U | 30000689 | AHU-G61_2100CFM_TECHNICAL AREA-4 | AHU CUM DEHUMIDIFIER-G61 | Bry Air | FLP-3000 | 2022-BAC-34967 |  | TL2A | 1500
U | 30000690 | DHU-G54_2030CFM_TECHNICAL AREA-4 | DHU-G54 | BRY AIR |  | 2022-BAC-34950 |  | TL2A | 1500
U | 30000700 | PWG S&D_1.5M3/HR_SEC. WATER TREAT PLANT |  | CHRIST NISHOTECH |  |  | FF-62 | PW02 | 1500
U | 30000736 | FLY CATCHER_RECEPTION AREA | RECEPTION AREA | Technocrats |  | 1663 |  | GF00 | 1500
U | 30000737 | FLY CATCHER_RECEPTION AREA | RECEPTION AREA | Technocrats |  | 1665 |  | GF00 | 1500
Q | 40000133 | HPLC_WATERS_QC | HPLC ROOM | WATERS | e2695 (Alliance) | K16SM4964A | FF-36 | HPLC | 1500
Q | 40000137 | HPLC_WATERS_QC | HPLC ROOM | Waters Corporation | e2695 (Alliance) | F17SM4149A | FF-36 | HPLC | 1500
Q | 40000138 | HPLC_WATERS_QC | HPLC ROOM | Waters | e2695 (Alliance) | F17SM4150A | FF-36 | HPLC | 1500
Q | 40000149 | PARTICLE SIZE ANALYZER_QC | QC2-118 | MALVERN | MASTERSIZER 3000 | 1300000208 | FF-38 | INSR | 1500
Q | 40000202 | HPLC_WATERS_QC | HPLC ROOM | WATERS | e2695 (Alliance) | J18SM4972A | FF-36 | HPLC | 1500
Q | 40000203 | HPLC_WATERS_QC | HPLC ROOM | WATERS | e2695 (Alliance) | J18SM4978A | FF-36 | HPLC | 1500
Q | 40000217 | REFRACTOMETER_QC |  | ANTON PAAR | ABBEMAT 350 | 99035945 | FF-38 | QCFF | 1500
Q | 40000218 | POLARIMETER_QC |  | ANTON PAAR | MCP 5100 | 99049829 | FF-38 | QCFF | 1500
Q | 40000219 | FRIABILITY APPARATUS_QC |  | ELECTROLAB | EF-2W | 1905013 | FF-38 | QCFF | 1500
Q | 40000220 | TABLET DISINTEGRATION TESTER_QC |  | ELECTROLAB | EDI-2SA | 1904182 | FF-42 | QCFF | 1500
Q | 40000221 | TAP DENSITY APPARATUS_QC |  | ELECTROLAB | ETD-1020X | 1904189 | FF-42 | QCFF | 1500
Q | 40000222 | ELECTROMAGNETIC SIEVE SHAKER_QC |  | ELECTROLAB | EMS-08 | 1904183 | FF-40 | QCFF | 1500
Q | 40000223 | DISSOLUTION TESTER _8 JARS_QC |  | ELECTROLAB | TRUST-E08 | 1904198 | FF-42 | QCFF | 1500
Q | 40000224 | DISSOLUTION TESTER _8 JARS_QC |  | ELECTROLAB | TRUST-E08 | 1904196 | FF-42 | QCFF | 1500
Q | 40000225 | DISSOLUTION TESTER _8 JARS_QC |  | ELECTROLAB | TRUST-E08 | 1904197 | FF-42 | QCFF | 1500
Q | 40000226 | DISSOLUTION TESTER_14 JARS_QC |  | ELECTROLAB | TRUST-E14 | 1904192 | FF-42 | QCFF | 1500
Q | 40000227 | DISSOLUTION TESTER_14 JARS_QC |  | ELECTROLAB | TRUST-E14 | 1904175 | FF-42 | QCFF | 1500
Q | 40000228 | FTIR SPECTROPHOTOMETER_QC |  | SHIMADZU | IR SPIRIT-T | A22415600661 | FF-38 | QCFF | 1500
Q | 40000229 | MEDIA DEGASSER_QC |  | ELECTROLAB | EMD-21PD0 | 1904167 | FF-40 | QCFF | 1500
Q | 40000230 | FUME HOOD_QC |  | GD LABS | X-GEN |  | FF-39 | QCFF | 1500
Q | 40000231 | FUME HOOD_QC |  | GD LABS | X-GEN |  | FF-39 | QCFF | 1500
Q | 40000232 | WATER PURIFICATION SYSTEM_QC |  | MERCK | MIILI Q REFERENCE | F9BA87995A | FF-41 | QCFF | 1500
Q | 40000233 | HPHV STEAM STERILIZER_MICRO |  | MACHINE FABRIK | NA | 3532 | FF-43 | QCFF | 1500
Q | 40000234 | HORIZONTAL LAF_MICRO | MLT ROOM-2 | ICLEAN | 1246064 | 1920002 | FF-51 | QCFF | 1500
Q | 40000235 | AIR SAMPLER_MICRO |  | MERCK | MAS-100 NT-1 ST | 116424 | FF-43 | QCFF | 1500
Q | 40000236 | STABILITY CHAMBER_STABILITY AREA |  | THERMOLAB | SG30K0M803 | 787/01/18-19 | FF-19 | QCFF | 1500
Q | 40000237 | STABILITY CHAMBER_STABILITY AREA |  | THERMOLAB | TH 300G | 815/01/18-19 | FF-19 | QCFF | 1500
Q | 40000238 | STABILITY CHAMBER_STABILITY AREA |  | THERMOLAB | SG30K0M803 | 788/01/18-19 | FF-19 | QCFF | 1500
Q | 40000239 | STABILITY CHAMBER_STABILITY AREA |  | THERMOLAB | SG30K0M803 | 782/01/18-19 | FF-19 | QCFF | 1500
Q | 40000240 | STABILITY CHAMBER_STABILITY AREA |  | THERMOLAB | SG30K0M803 | 816/01/18-19 | FF-19 | QCFF | 1500
Q | 40000241 | TOC ANALYZER_MICRO | MICRO MEDIA PREPARATION | SHIMADZU | TOC LCPH | H54435602427CD | FF-43 | QCFF | 1500
Q | 40000242 | BIOLOGICAL INCUBATOR_600 LTR_MICRO | INCUBATION ROOM | THERMOLAB | BGK600L601 | 763/01/18-19 | FF-52 | QCFF | 1500
Q | 40000243 | BIOLOGICAL INCUBATOR_600 LTR_MICRO | INCUBATION ROOM | THERMOLAB | BGK600L601 | 755/01/18-19 | FF-52 | QCFF | 1500
Q | 40000244 | BIO SAFETY CABINET_MICRO | MICRO MLT-2 | ICLEAN | 1256560 | ICPT/BLISS/BSC/1819017 | FF-51 | QCFF | 1500
Q | 40000245 | BIO SAFETY CABINET_MICRO | MICRO MLT-1 | ICLEAN | 1256560 | ICPT/BLISS/BSC/1819016 | FF-50 | QCFF | 1500
Q | 40000246 | HPLC_WATERS_QC |  | ALLINCE | E2695 | M195M4871A | FF-36 | QCFF | 1500
Q | 40000247 | HPLC_WATERS_QC |  | ALLINCE | E2695 | M195M4875A | FF-36 | QCFF | 1500
Q | 40000248 | HPLC_WATERS_QC |  | ALLINCE | E2695 | M195M4832A | FF-36 | QCFF | 1500
Q | 40000249 | HPLC_WATERS_QC |  | ALLINCE | E2695 | M195M4873A | FF-36 | QCFF | 1500
Q | 40000250 | HPLC_WATERS_QC |  | ALLINCE | E2695 | M195M4873A | FF-36 | QCFF | 1500
Q | 40000251 | HPLC_AGILENT_QC |  | AGILENT | 1260 | DEAEY02071 | FF-36 | QCFF | 1500
Q | 40000252 | HPLC_AGILENT_QC |  | AGILENT | 1260 | DEAEY02072 | FF-36 | QCFF | 1500
Q | 40000253 | HPLC_AGILENT_QC |  | AGILENT | 1260 | DEAEY02070 | FF-36 | QCFF | 1500
Q | 40000254 | HPLC_AGILENT_QC |  | AGILENT | 1260 | DEAEY02076 | FF-36 | QCFF | 1500
Q | 40000255 | HPLC_AGILENT_QC |  | AGILENT | 1260 / 1290 INFINITY | DEAEY02055 | FF-36 | QCFF | 1500
Q | 40000256 | GC_AGILENT_QC | GC ROOM | AGILENT | 7890B | CN1943022 | FF-37 | QCFF | 1500
Q | 40000257 | HARDNESS TESTER_repalce with 40000327 |  | ELECTROLAB | EHT-5PR | 1901002 |  | QCFF | 1500
Q | 40000258 | UNUSED DATA |  | ELECTROLAB | ELT-201 P S |  |  | QCFF | 1500
Q | 40000259 | COOLING CABINET_200 LTR_QC |  | THERMOLAB | CGK200L601 | 737/01/18-19 | FF-28 | QCFF | 1500
Q | 40000264 | VACUUM OVEN_QC |  | THERMOLAB | VGK025D1B1 | 694/12/18-19 | FF-39 | QCFF | 1500
Q | 40000265 | UV VIS SPECTROPHOTOMETER_QC |  | METTLER TOLEDO | UV 7 | B921691432 | FF-38 | QCFF | 1500
Q | 40000266 | MELTING POINT APPARATUS_QC |  | METTLER TOLEDO | MP 70 | B921693616 | FF-38 | QCFF | 1500
Q | 40000267 | OVEN_200 Litres_QC |  | THERMOLAB | OGK200L001 | 734/01/18-19 | FF-39 | QCFF | 1500
Q | 40000268 | DIGITAL MICROMETER_QC |  | MITUTOYO | 293-821 | 512542 | FF-38 | QCFF | 1500
Q | 40000269 | DIGITAL VERNIER CALIPER_QC |  | MITUTOYO | "CD-12"" CS" | 4399331 | FF-38 | QCFF | 1500
Q | 40000270 | DIGITAL VERNIER CALIPER_PRODUCTION |  | MITUTOYO | CD-12" CS | 4399324 | GF-13 | PLGF | 1500
Q | 40000271 | DIGITAL VERNIER CALIPER_PRODUCTION |  | MITUTOYO | CD-12" CS | 4399315 | GF-13 | PLGF | 1500
Q | 40000272 | DIGITAL VERNIER CALIPER_PRODUCTION |  | MITUTOYO | CD-12" CS | 4399316 | GF-13 | PLGF | 1500
Q | 40000273 | LABORATORY CENTRIFUGE_QC |  | REMI ELEKTROTECHNIK LTD. | R-8CBL | ZFGN-22676 | FF-39 | QCFF | 1500
Q | 40000274 | AUTOTITRATOR_QC |  | METTLER TOLEDO | T5 | B921691431 | FF-38 | QCFF | 1500
Q | 40000275 | pH/CONDUCTIVITY METER_QC |  | METTLER TOLEDO | SEVEN EXCELLENCE | B912398116 | FF-40 | QCFF | 1500
Q | 40000276 | pH/CONDUCTIVITY METER_QC |  | METTLER TOLEDO | SEVEN EXCELLENCE | B911379549 | FF-40 | QCFF | 1500
Q | 40000277 | MICROSCOPE_MICRO |  | LABOMED | LX500 | 190110619 |  | QCFF | 1500
Q | 40000278 | COLONY COUNTER_MICRO |  | EQUITRON | #0671M | 0671M.AIF.00410 | FF-52 | QCFF | 1500
Q | 40000279 | OVEN_200 Litres_MICRO |  | THERMOLAB | OGK200L001 | 738/01/18-19 | FF-44 | QCFF | 1500
Q | 40000280 | CEILING SUSPENDED LAF_MICRO |  | ICLEAN | 105105225 | ICTPL/BLISS/CLAF/1819177 | FF-49 | QCFF | 1500
Q | 40000281 | COOLING CABINET_1000 LTR_QC |  | THERMOLAB | CG1K00M601 | 735/01/18-19 | FF-28 | QCFF | 1500
Q | 40000282 | COOLING CABINET_1000 LTR_QC |  | THERMOLAB | CG1K00M601 | 745/01/18-19 | FF-33 | QCFF | 1500
Q | 40000283 | unused code | [5 empty] | QCFF | 1500
Q | 40000284 | ORBITAL SHAKING INCUBATOR_QC |  | REMI ELEKTROTECHNIK LTD. | CIS-24PLUS | ZFGL-21459 | FF-40 | QCFF | 1500
Q | 40000285 | PHOTO STABILITY CHAMBER_STABILITY AREA |  | THERMOLAB | HGK200D2L1 | 786/01/18-19 | FF-19 | QCFF | 1500
Q | 40000286 | COOLING CABINET_200 LTR_QC |  | THERMOLAB | CGK200L601 | 736/01/18-19 | FF-50 | QCFF | 1500
Q | 40000287 | MICRO PIPETTE_10-100µl_QC |  | THERMO SCIENTIFIC | FINNPIPETTE F 1 10-1 | LJ07785 |  | QCFF | 1500
Q | 40000288 | MICRO PIPETTE_100-1000µL_QC |  | THERMO SCIENTIFIC | FINNPIPETTE F 1 10-1 | LJ07954 |  | QCFF | 1500
Q | 40000289 | MICRO PIPETTE_1-10 ml_QC |  | THERMO SCIENTIFIC | FINNPIPETTE F 1 10-1 | LJ07906 |  | QCFF | 1500
Q | 40000290 | IR THERMOMETER_QC |  | MEXTECH | MT-4 |  |  | QCFF | 1500
Q | 40000291 | BIOLOGICAL INCUBATOR_600 LTR_MICRO |  | THERMOLAB | BGK600L601 | 767/01/18-19 | FF-52 | QCFF | 1500
Q | 40000292 | BIOLOGICAL INCUBATOR_600 LTR_MICRO |  | THERMOLAB | BGK600L601 | 754/01/18-19 | FF-52 | QCFF | 1500
Q | 40000293 | BIOLOGICAL INCUBATOR_200 LTR_MICRO |  | THERMOLAB | BGK600L601 | 768/01/18-19 | FF-52 | QCFF | 1500
Q | 40000294 | DIGITAL THERMOMETER_QC |  | HTC | DT-302-1 | 354845 |  | QCFF | 1500
Q | 40000295 | FLOW METER_QC |  | AGILENT | G6691A | MY18471763 |  | QCFF | 1500
Q | 40000296 | ULTRASONIC SONICATOR_2.5 LTR_QC |  | LEELASONIC | LEELASONIC - 60 | L/VSS2K1908117 | FF-40 | QCFF | 1500
Q | 40000297 | ULTRASONIC SONICATOR_5.0 LTR_QC |  | LEELASONIC | LEELASONIC - 150 | L/SS2K1908118 | FF-40 | QCFF | 1500
Q | 40000298 | ULTRASONIC SONICATOR_20 LTR_QC |  | LEELASONIC | LEELASONIC - 500 | L/AH/S2K1909126 | FF-39 | QCFF | 1500
Q | 40000299 | MAGNETIC STIRRER WITH HOT PLATE_QC |  | TRITON | AM4 | 512088 | FF-40 | QCFF | 1500
Q | 40000300 | pH METER_MICRO |  | METTLER TOLEDO | SEVEN EXCELLENCE | B920666477 | FF-43 | QCFF | 1500
Q | 40000301 | ANALYTICAL BALANCE_QC |  | METTLER TOLEDO | XS205DU | B922727689 | FF-32 | QCFF | 1500
Q | 40000302 | ANALYTICAL BALANCE_QC |  | METTLER TOLEDO | XS205DU | B922727688 | FF-38 | QCFF | 1500
Q | 40000303 | ANALYTICAL BALANCE_MICRO |  | METTLER TOLEDO | XS205DU | B922727692 | FF-51 | QCFF | 1500
Q | 40000304 | MICRO BALANCE_MICRO |  | METTLER TOLEDO | XPR2U | B922732545 | FF-32 | QCFF | 1500
Q | 40000305 | PRECISION BALANCE_QC |  | ACZET | CY-612C | 19316599 | FF-39 | QCFF | 1500
Q | 40000306 | PRECISION BALANCE_MICRO |  | ACZET | CY-612C | 19316600 | FF-39 | QCFF | 1500
Q | 40000307 | WEIGHT BOX_QC |  | METTLER TOLEDO |  |  | FF-38 | QCFF | 1500
Q | 40000308 | WEIGHT BOX_QC |  | METTLER TOLEDO |  |  | FF-38 | QCFF | 1500
Q | 40000309 | MUFFLE FURNACE_QC |  | HALLY MK | HMF612G | HI-12019 | FF-39 | QCFF | 1500
Q | 40000310 | WATER BATH_QC |  | HALLY MK | HWB12G | HI-12119 | FF-39 | QCFF | 1500
Q | 40000311 | FOGGER_MICRO |  | ZHENGZHOU ORIOLE ELECTRONIC | OR-DP 1 | 115121657 |  | QCFF | 1500
Q | 40000312 | VERTICAL AUTOCLAVE_MICRO |  | EQUITRON | 7451SLEDOC-180 LTR | 7451SLEDOC - SS | FF-54 | QCFF | 1500
Q | 40000313 | VACUUM PUMP_QC |  | TRUVAC | 2TV-1B |  | FF-39 | QCFF | 1500
Q | 40000314 | STOP WATCH_QC |  | RACER |  |  |  | INSR | 1500
Q | 40000315 | STOP WATCH_QC |  | RACER |  |  |  | INSR | 1500
Q | 40000316 | DEEP FREEZER_200 LTR_MICRO |  | THERMOLAB | DGK200D1B1 | 608/11/19-20 | FF-50 | MICR | 1500
Q | 40000317 | DF_DIGITAL THERMOHYGROMETER_QC |  | HTC | 288-ATH | 99374 |  | QCFF | 1500
Q | 40000318 | DIGITAL THERMOHYGROMETER_QC |  | HTC | 288-ATH | 99375 |  | QCFF | 1500
Q | 40000319 | UV CABINET_QC |  | CAMAG | UV LAMP 4 | 251254 | FF-38 | INSR | 1500
Q | 40000320 | MEASURING SCALE_100 cm_QC |  | AJANTA | 100 CM |  |  | QCFF | 1500
Q | 40000321 | MEASURING SCALE_60 cm_QC |  | AJANTA | 60 CM |  |  | QCFF | 1500
Q | 40000322 | MEASURING SCALE_30 cm_QC |  | AJANTA | 30 CM |  |  | QCFF | 1500
Q | 40000324 | BURSTING STRENGTH TESTER_QC |  | PRESTO TESTING INSTRUMENTS | PBD-400 | 9190220 | GF-97 | WHGF | 1500
Q | 40000327 | HARDNESS TESTER_QC |  | ELECTROLAB | EHT-5PR | 2002021 | FF-38 | QCFF | 1500
Q | 40000330 | BARCODE SCANNER_QC |  | POINTMOBILE | PM80 | 1900910592 |  | QCFF | 1500
Q | 40000331 | HPTLC SYSTEM_QC |  | CAMAG | LINOMET 5 |  | FF-38 | INSR | 1500
Q | 40000333 | GC_AGILENT_QC |  | Agilent | 7890B | CN20193001 | FF-37 | QCFF | 1500
Q | 40000334 | WATER BATH_MICRO |  | HALLY INSTRUMENTS | NWB12G | HU139 | FF-43 | MICR | 1500
Q | 40000335 | VORTEX MIXER_MICRO |  | REMI ELEKTROTECHNIK LTD. | CM-101 PLUS | ZGEY-09891 | FF-50 | MICR | 1500
Q | 40000336 | HYDROGEN GAS MONITOR_0 TO 100 % LEL_QC |  | GAS WORD | TM – 2015 | 02100D5405/01 | FF-37 | QCFF | 1500
Q | 40000337 | HYDROGEN GAS MONITOR_0 TO 100 % LEL_QC |  | GAS WORD | TM – 2015 | 02100D5405/02 | FF-37 | QCFF | 1500
Q | 40000362 | BODY SHOWER AND EYE WASHER_QC |  | M/S. GD LAB SOLUTION |  | 93 | FF-40 | WLAB | 1500
Q | 40000367 | Liq in Glass Thermometer _10/50°C_QC |  | JRM |  | R20256 | FF28 | QCFF | 1500
Q | 40000368 | Liq in Glass Thermometer _10/50°C_QC |  | JRM |  | R20250 | FF28 | QCFF | 1500
Q | 40000369 | Liq in Glass Thermometer _10/110°C_QC |  | JRM |  | S191125 | FF28 | QCFF | 1500
Q | 40000370 | Liq in Glass Thermometer _10/110°C_QC |  | JRM |  | M191116 | FF28 | QCFF | 1500
Q | 40000371 | Weight (500G)_QC |  |  | 127-09 | 54519 | FF28 | QCFF | 1500
Q | 40000372 | Weight (500G)_QC |  |  | Wensar | 7511 | FF28 | QCFF | 1500
Q | 40000373 | Weight (5 KG)_QC |  | Bullion |  | ELW 190510 | FF28 | QCFF | 1500
Q | 40000374 | Test Sieves ASTM 25 (710 micron)_QC |  | Jayant | 710 micron | BGP-TS-01 | FF40 | QCFF | 1500
Q | 40000375 | Test Sieves ASTM 60(250 micron)_QC |  | Jayant | 250 micron | BGP-TS-03 | FF40 | QCFF | 1500
Q | 40000376 | Test Sieves ASTM 230(63 micron)_QC |  | Jayant | 63 micron | BGP-TS-04 | FF40 | QCFF | 1500
Q | 40000377 | Test Sieves ASTM 200 (75 micron)_QC |  | Jayant | 75 Micron | BGP-TS-05 | FF40 | QCFF | 1500
Q | 40000378 | Test Sieves ASTM 40(420 micron)_QC |  | Jayant | 420 micron |  | FF40 | QCFF | 1500
Q | 40000379 | Test Sieves ASTM 20(850 micron)_QC |  | Jayant | 850 micron |  | FF40 | QCFF | 1500
Q | 40000380 | Test Sieves ASTM 80(180 micron)_QC |  | Jayant | 180 micron |  | FF40 | QCFF | 1500
Q | 40000381 | Test Sieves ASTM 100 (150 micron)_QC |  | Jayant | 150 micron |  | FF40 | QCFF | 1500
Q | 40000382 | Test Sieves ASTM 30(600 micron)_QC |  | Jayant | 600 micron |  | FF40 | QCFF | 1500
Q | 40000383 | MICRO PIPETTE_MICRO |  | THERMOFISHER SCIENTIFIC | F2 100-1000µl | SW15336 | FF-45 | MICR | 1500
Q | 40000384 | MICRO PIPETTE_MICRO |  | THERMOFISHER SCIENTIFIC | F2 100-1000µl | SW15340 | FF-45 | MICR | 1500
T | 50000000 | BGPLBKPSRV_CONTROL ROOM |  | DELL | OPTIPLEX 3060 | 24MRDV2 | FF59 | FF01 | 1500
T | 50000001 | EMPOWER 3 FR4_CONTROL ROOM |  | WATERS |  |  | FF59 | FF01 | 1500
T | 50000002 | LABX SOFTWARE_CONTROL ROOM |  | METTLER TOLEDO |  |  | FF59 | FF01 | 1500
T | 50000003 | STABILITY CONTROL SYSTEM_CONTROL ROOM |  | THERMOLAB |  |  | FF59 | FF01 | 1500
T | 50000004 | PREVENTIVE MAINTENANCE-CQC15INST-012 |  | LENOVO | V530-15ICB | PG01FKYG | FF-36 | HPLC | 1500
T | 50000005 | PREVENTIVE MAINTENANCE-CQC15INST-010 |  | LENOVO | V530-15ICB | PG01DXKX | FF-36 | HPLC | 1500
T | 50000006 | CQC15INST-010 |  | LENOVO | V530-15ICB | PG01DXKX | FF-36 | HPLC | 1500
T | 50000007 | CQC15NST-001 |  | LENOVO | V530-15ICB | PG01FKYH | FF-43 | QCFF | 1500
T | 50000008 | CQC15NST-002 |  | LENOVO | V530-15ICB | PG01FKX5 | FF-38 | INSR | 1500
T | 50000009 | CQC15INST-004 |  | LENOVO | V530-15ICB | PG01DXG6 | FF-36 | QCFF | 1500
T | 50000010 | CQC15INST-005 |  | LENOVO | V530-15ICB | PG01FKYF | FF-49 | QCFF | 1500
T | 50000011 | CQC15INST-006 |  | LENOVO | V530-15ICB | PG01DXGG | FF-38 | QCFF | 1500
T | 50000012 | CQC15INST-007 |  | LENOVO | V530-15ICB | PG01DXHS | FF-38 | QCFF | 1500
T | 50000013 | CQC15INST-008 |  | LENOVO | V530-15ICB | PG01DXNR | FF-38 | QCFF | 1500
T | 50000014 | CQC15INST-009 |  | LENOVO | V530-15ICB | PG01FP96 | FF-36 | QCFF | 1500
T | 50000015 | CQC15INST-011 |  | LENOVO | V530-15ICB | PG01FKWT | FF-36 | QCFF | 1500
T | 50000016 | CQC15INST-013 |  | LENOVO | V530-15ICB | PG01DXHD | FF-36 | QCFF | 1500
T | 50000017 | CQC15INST-014 |  | LENOVO | V530-15ICB | PG01DXNB | FF-37 | QCFF | 1500
T | 50000018 | CQC15INST-015 |  | LENOVO | V530-15ICB | PG01FKY4 | FF-36 | QCFF | 1500
T | 50000019 | CQC15INST-016 |  | LENOVO | V530-15ICB | PG015A1R | FF-36 | QCFF | 1500
T | 50000020 | CQC15INST-017 |  | LENOVO | V530-15ICB | PG01FKY8 | FF-37 | QCFF | 1500
L | CA300001 | CA01_COMPRESSED AIR 5 MICRON FILTER | CA01_AFTER 5 MICRON FILTER |  |  |  | FF15 | FF01 | 1500
L | CA300002 | CA02_CONTROL PANEL_TABLET COATER EXHIBIT | CA02_TABLET COATER EXHIBIT |  |  |  | FF15 | FF02 | 1500
L | CA300003 | CA03_GRANULATION-1 | CA03_GRANULATION-1_ HSRMG |  |  |  | GF28 | PDFG | 1500
L | CA300004 | CA04_BLENDING AREA-1 | CA04_BLENDING AREA-1 |  |  |  | GF25 | PDFG | 1500
L | CA300005 | CA05_COMPRESSION AREA-1 | CA05_COMPRESSION AREA-1 |  |  |  | GF23 | PDFG | 1500
L | CA300006 | CA06_CAPSULE FILLING AREA-1 | CA06_CAPSULE FILLING AREA-1 |  |  |  | GF22 | PDFG | 1500
L | CA300007 | CA07_SOLUTION PREPARATION ROOM | CA07_SOLN PREPARATION ROOM |  |  |  | GF34 | PDFG | 1500
L | CA300008 | CA08_BOTTLE CLEANING AREA | CA08_BOTTLE CLEANING AREA |  |  |  | GF47 | PDFG | 1500
L | CA300009 | "CA09_BOTTLE FILLING,SEALING & CAPPING " | "CA09_BOTTLE FILL, SEAL & CAP" |  |  |  | GF49 | PDFG | 1500
L | CA300010 | CA10_BLISTER FILLING AREA | CA10_BLISTER FILING AREA |  |  |  | GF50 | PDFG | 1500
L | CA300011 | CA11_WASHING AREA-2 | CA11_WASHING AREA-2 |  |  |  | GF71 | PLGF | 1500
L | CA300012 | CA12_CAPSULE FILLING-2 | CA12_CAPSULE FILLING-2 |  |  |  | GF63 | PDFG | 1500
L | CA300013 | CA13_SMALL SCALE BLISTER PACK | CA13_SMALL SCALE BLISTER PACK |  |  |  | GF67 | PLGF | 1500
L | CA300014 | CA14_COATING AREA-2 | CA14_COATING AREA-2 |  |  |  | GF62 | PLGF | 1500
L | CA300015 | CA15_COMPRESION AREA-2 | CA15_COMPRESSION-2 (GF-60) |  |  |  | GF60 | PLGF | 1500
L | CA300016 | CA16_GRANULATION-2 | CA16_GRANULATION-2 (GF-59) |  |  |  | GF59 | PLGF | 1500
L | CA300017 | CA17_GRANULATION-2 | CA17_GRANULATION-2 (GF-59) |  |  |  | GF59 | PLGF | 1500
L | CA300018 | CA18_BINDER PREPARATION ROOM | CA18_BINDER PREPARATION ROOM |  |  |  | GF53 | PDFG | 1500
L | CA300019 | CA19_GRANULATION-1 | CA19_GRANULATION-1 |  |  |  | GF28 | PDFG | 1500
L | CA300020 | CA20_CONTROL PANEL TAB COATER PILOT | CA20_ TAB COATER PILOT |  |  |  | FF15 | FF01 | 1500
L | CA300021 | CA21_CONTROL PANEL FBD-PILOT AREA | CA21_CONTROL PANEL FBD-PILOT |  |  |  | FF15 | FF01 | 1500
L | CA300022 | CA22_CONTROL PANEL FBD-EXHIBIT | CA22_CONTROL PANEL FBD-EXHIBIT |  |  |  | FF15 | FF01 | 1500
L | CA300023 | CA23_WASHING AREA-1 | CA23_WASHING AREA-1 |  |  |  | GF40 | PDFG | 1500
L | CA300024 | CA24_SACHET FILLING AREA | CA24_SACHET FILLING AREA |  |  |  | GF51 | PDFG | 1500
L | CA300025 | CA26_DRY GRANULATION AREA | CA26_DRY GRANULATION AREA |  |  |  | GF26 | PDFG | 1500
3 | EM30000001 | EMS_SP01_AHU-G-01/Cap Fill/RAR-04 | SP01_CAPSULE FILLING AREA-1 |  |  |  | GF-22 | PDFG | 1500
3 | EM300001 | EMS_SP01_AHU-G-01/Cap Fill/RAR-04 | SP01_CAPSULE FILLING AREA-1 |  |  |  | GF-22 | PDFG | 1500
3 | EM300002 | EMS_SP02_AHU-G-01/Near Filling M/C | SP02_CAPSULE FILLING AREA-1 |  |  |  | GF22 | PDFG | 1500
3 | EM300003 | EMS_SP03_AHU-G-01/Cap Fill/RAR-03 | SP03_CAPSULE FILLING AREA-1 |  |  |  | GF22 | PDFG | 1500
3 | EM300004 | EMS_SP04_AHU-G-01/Cap Fill/RAR-02 | SP04_CAPSULE FILLING AREA-1 |  |  |  | GF22 | PDFG | 1500
3 | EM300005 | EMS_SP05_AHU-G-01/Cap Fill/RAR-01 | SP05_CAPSULE FILLING AREA-1 |  |  |  | GF22 | PDFG | 1500
3 | EM300006 | EMS_SP06_AHU-G-02/Compression/RAR-01 | SP06_COMPRESSION AREA-1 |  |  |  | GF23 | PDFG | 1500
3 | EM300007 | EMS_SP07_AHU-G-02/Compression/RAR-06 | SP07_COMPRESSION AREA-1 |  |  |  | GF23 | PDFG | 1500
3 | EM300008 | EMS_SP08_AHU-G-02/Compression /RAR-02 | SP08_COMPRESSION AREA-1 |  |  |  | GF23 | PDFG | 1500
3 | EM300009 | EMS_SP09_AHU-G-02/Near Compression M/C | SP09_COMPRESSION AREA-1 |  |  |  | GF23 | PDFG | 1500
3 | EM300010 | EMS_SP10_AHU-G-02/Compression/RAR-05 | SP10_COMPRESSION AREA-1 |  |  |  | GF23 | PDFG | 1500
3 | EM300011 | EMS_SP11_AHU-G-03/RM Staging/RAR-03 | SP11_RM STAGING-1 |  |  |  | GF27 | PDFG | 1500
3 | EM300012 | EMS_SP12_AHUG03/BlndStrg/front of door | SP12_BLEND STORAGE |  |  |  | GF24 | PDFG | 1500
3 | EM300013 | EMS_SP13_AHU-G03/Blnd Strg/RAR-01 | SP13_BLEND STORAGE |  |  |  | GF24 | PDFG | 1500
3 | EM300014 | EMS_SP14_AHU-G03/Blnd Strg/RAR-02 | SP14_BLEND STORAGE |  |  |  | GF24 | PDFG | 1500
3 | EM300015 | EMS_SP15_AHU-G03/Storage Area/RAR-05 | SP15_TAB_CAP STORAGE AREA |  |  |  | GF41 | PDFG | 1500
3 | EM300016 | EMS_SP16_AHU-G03/Storage Area/Front door | SP16_TAB_CAP STORAGE AREA |  |  |  | GF41 | PDFG | 1500
3 | EM300017 | EMS_SP17_AHU-G03/Storage Area/RAR-06 | SP17_TAB_CAP STORAGE AREA |  |  |  | GF41 | PDFG | 1500
3 | EM300018 | EMS_SP18_AHU-G-03/Storage Area/RAR-08 | SP18_INSPECTED TAB_CAP STORAGE |  |  |  | GF43 | PDFG | 1500
3 | EM300019 | EMS_SP19_AHU-G-03/Storage Area/RAR-07 | SP19_INSPECTED TAB_CAP STORAGE |  |  |  | GF43 | PDFG | 1500
3 | EM300020 | EMS_SP20_AHU-G-03/Front of pass box | SP20_INSPECTED TAB_CAP STORAGE |  |  |  | GF43 | PDFG | 1500
3 | EM300021 | EMS_SP21_AHU-G-04/Blending Area-1/RAR-01 | SP21_BLENDING AREA-1 |  |  |  | GF25 | PDFG | 1500
3 | EM300022 | EMS_SP22_AHU-G-04/Blending Area-1/RAR-03 | SP22_BLENDING AREA-1 |  |  |  | GF25 | PDFG | 1500
3 | EM300023 | EMS_SP23_Near to Blender | SP23_BLENDING AREA-1 |  |  |  | GF25 | PDFG | 1500
3 | EM300024 | EMS_SP24_AHU-G-04/Blending Area-1/RAR-04 | SP24_BLENDING AREA-1 |  |  |  | GF25 | PDFG | 1500
3 | EM300025 | EMS_SP25_AHU-G-05/Dry Granulation/RAR-01 | SP25_DRY GRANULATION |  |  |  | GF26 | PDFG | 1500
3 | EM300026 | EMS_SP26_AHU-G05/Dry Granulation/RAR-04 | SP26_DRY GRANULATION |  |  |  | GF26 | PDFG | 1500
3 | EM300027 | EMS_SP27_AHU-G05/Dry Granulation/RAR-02 | SP27_DRY GRANULATION |  |  |  | GF26 | PDFG | 1500
3 | EM300028 | EMS_SP28_AHU-G05/Dry Granulation/RAR-03 | SP28_DRY GRANULATION |  |  |  | GF26 | PDFG | 1500
3 | EM300029 | EMS_SP29_AHU-G-06/Granulation-1/RAR-01 | SP29_GRANULATION-1 |  |  |  | GF28 | PDFG | 1500
3 | EM300030 | EMS_SP30_ AHU-G-06/Granulation-1/RAR-04 | SP30_GRANULATION-1 |  |  |  | GF28 | PDFG | 1500
3 | EM300031 | EMS_SP31_AHU-G-06/Granulation-1/RAR-12 | SP31_GRANULATION-1 |  |  |  | GF28 | PDFG | 1500
3 | EM300032 | EMS_SP32_Granulation-1_Near to FBD | SP32_GRANULATION-1 |  |  |  | GF28 | PDFG | 1500
3 | EM300033 | EMS_SP33_AHU-G-06/Granulation-1/RAR-07 | SP33_GRANULATION-1 |  |  |  | GF28 | PDFG | 1500
3 | EM300034 | EMS_SP34_AHU-G-06/Granulation-1/RAR-08 | SP34_GRANULATION-1 |  |  |  | GF28 | PDFG | 1500
3 | EM300035 | EMS_SP35_AHU-G-06/Granulation-1/RAR-11 | SP35_GRANULATION-1 |  |  |  | GF28 | PDFG | 1500
3 | EM300036 | EMS_SP36_Front Door (Binder Prepn Room) | SP36_GRANULATION-1 |  |  |  | GF28 | PDFG | 1500
3 | EM300037 | EMS_SP37_Grnln-1_Near to Cone mill & PTS | SP37_GRANULATION-1 |  |  |  | GF28 | PDFG | 1500
3 | EM300038 | EMS_SP38_AHU-G-06/Binder Prepn/RAR-13 | SP38_BINDER PREPARATION ROOM |  |  |  | GF53 | PDFG | 1500
3 | EM300039 | EMS_SP39_AHU-G-06/Binder Prepn/RAR-14 | SP39_BINDER PREPARATION ROOM |  |  |  | GF53 | PDFG | 1500
3 | EM300040 | EMS_SP40_Binder Prepn_Nr.soln. prepn.Vsl | SP40_BINDER PREPARATION ROOM |  |  |  | GF53 | PDFG | 1500
3 | EM300041 | EMS_SP41_Front Airlock_Mfg.change room-I | SP41_CORRIDOR-3 |  |  |  | GF29 | PDFG | 1500
3 | EM300042 | EMS_SP42_Front of insp.tab/cap.storeroom | SP42_CORRIDOR-3 |  |  |  | GF29 | PDFG | 1500
3 | EM300043 | EMS_SP43_Front of Tabletcoat-I room door | SP43_CORRIDOR-3 |  |  |  | GF29 | PDFG | 1500
3 | EM300044 | EMS_SP44_Below AHU-G07/Corridor-3/RAR-02 | SP44_CORRIDOR-3 |  |  |  | GF29 | PDFG | 1500
3 | EM300045 | EMS_SP45_Front of Cap.fill-01 room door | SP45_CORRIDOR-3 |  |  |  | GF29 | PDFG | 1500
3 | EM300046 | EMS_SP46_Front of Blend area-1 door | SP46_CORRIDOR-3 |  |  |  | GF29 | PDFG | 1500
3 | EM300047 | EMS_SP47_Front of dispensing-2 door | SP47_CORRIDOR-3 |  |  |  | GF29 | PDFG | 1500
3 | EM300048 | EMS_SP48_AHU-G07/Ancillary area-1/RAR/11 | SP48_ANCILLARY STORAGE AREA-1 |  |  |  | GF37 | PDFG | 1500
3 | EM300049 | EMS_SP49_Near to door_Ancillary area-1 | SP49_ANCILLARY STORAGE AREA-1 |  |  |  | GF37 | PDFG | 1500
3 | EM300050 | EMS_SP50_AHU-G07/CleanedEqp.Str-1/RAR/12 | SP50_CLEANED EQUIPMENT-1 |  |  |  | GF38 | PDFG | 1500
3 | EM300051 | EMS_SP51_AHU- G07/CleanedEq.Str-1/RAR/13 | SP51_CLEANED EQUIPMENT-1 |  |  |  | GF38 | PDFG | 1500
3 | EM300052 | EMS_SP52_AHU-G07/CleanedEqp.Str-1/RAR/14 | SP52_CLEANED EQUIPMENT-1 |  |  |  | GF38 | PDFG | 1500
3 | EM300053 | EMS_SP53_AHU-G08/Coating-1/RAR-05 | SP53_COATING AREA-1 |  |  |  | GF35 | PDFG | 1500
3 | EM300054 | EMS_SP54_AHU-G08/Coating-1/RAR-01 | SP54_COATING AREA-1 |  |  |  | GF35 | PDFG | 1500
3 | EM300055 | EMS_SP55_AHU-G-08/Coating-1/RAR-04 | SP55_COATING AREA-1 |  |  |  | GF35 | PDFG | 1500
3 | EM300056 | EMS_SP56_Front of Coating Machine | SP56_COATING AREA-1 |  |  |  | GF35 | PDFG | 1500
3 | EM300057 | EMS_SP57_AHU-G08/Coating-1/RAR-03 | SP57_COATING AREA-1 |  |  |  | GF35 | PDFG | 1500
3 | EM300058 | EMS_SP58_AHU-G08/Coating-1/RAR-02 | SP58_COATING AREA-1 |  |  |  | GF35 | PDFG | 1500
3 | EM300059 | EMS_SP59_AHU-G8/Soln. prepn. room/RAR-06 | SP59_SOLUTION PREPARATION |  |  |  | GF34 | PDFG | 1500
3 | EM300060 | EMS_SP60_AHU-G8/Soln. prepn. room/RAR-07 | SP60_SOLUTION PREPARATION |  |  |  | GF34 | PDFG | 1500
3 | EM300061 | EMS_SP61_AHU-G8A/Inspection area/RAR-01 | SP61_INSPECTION AREA |  |  |  | GF42 | PDFG | 1500
3 | EM300062 | EMS_SP62_AHU-G8A/Inspection area/RAR-02 | SP62_INSPECTION AREA |  |  |  | GF42 | PDFG | 1500
3 | EM300063 | EMS_SP63_AHU-G09/Dispensing-1/RAR-03 | SP63_DISPENSING ROOM 1 |  |  |  | GF54 | DISP | 1500
3 | EM300064 | EMS_SP64_Dispensing-1_near to OFCS | SP64_DISPENSING ROOM 1 |  |  |  | GF54 | DISP | 1500
3 | EM300065 | EMS_SP65_AHU-G09/Dispensing-1/RAR-02 | SP65_DISPENSING ROOM 1 |  |  |  | GF54 | DISP | 1500
3 | EM300066 | EMS_SP66_Dispensing-1_in OFCS LHS | SP66_DISPENSING ROOM 1 |  |  |  | GF54 | DISP | 1500
3 | EM300067 | EMS_SP67_Dispensing-1_in OFCS RHS | SP67_DISPENSING ROOM 1 |  |  |  | GF54 | DISP | 1500
3 | EM300068 | EMS_SP68_AHU-G10/Dispensing-2/RAR-01 | SP68_DISPENSING ROOM 2 |  |  |  | GF57 | DISP | 1500
3 | EM300069 | EMS_SP69_Dispensing-2_near to OFCS | SP69_DISPENSING ROOM 2 |  |  |  | GF57 | DISP | 1500
3 | EM300070 | EMS_SP70_AHU-G10/Dispensing-2/RAR-02 | SP70_DISPENSING ROOM 2 |  |  |  | GF57 | DISP | 1500
3 | EM300071 | EMS_SP71_Dispensing-2_in OFCS LHS | SP71_DISPENSING ROOM 2 |  |  |  | GF57 | DISP | 1500
3 | EM300072 | EMS_SP72_Dispensing-2_in OFCS RHS | SP72_DISPENSING ROOM 2 |  |  |  | GF57 | DISP | 1500
3 | EM300073 | EMS_SP73_AHU-G11/Cleaned Equip-2/ RAR/04 | SP73_CLEANED EQUIPMENT AREA-2 |  |  |  | GF70 | PDFG | 1500
3 | EM300074 | EMS_SP74_AHU-G11/Cleaned Equip-2/ RAR/05 | SP74_CLEANED EQUIPMENT AREA-2 |  |  |  | GF70 | PDFG | 1500
3 | EM300075 | EMS_SP75_AHU-G11/Ancillary Room-2/RAR/02 | SP75_ANCILLARY ROOM-2 |  |  |  | GF73 | PDFG | 1500
3 | EM300076 | EMS_SP76_AHU-G11/Ancillary Room-2/RAR/03 | SP76_ANCILLARY ROOM-2 |  |  |  | GF73 | PDFG | 1500
3 | EM300077 | EMS_SP77_Corridor-4_Frnt Cap.fill-2 door | SP77_CORRIDOR-4 |  |  |  | GF66 | PDFG | 1500
3 | EM300078 | EMS_SP78_Front of door of Granulation-2 | SP78_CORRIDOR-4 |  |  |  | GF66 | PDFG | 1500
3 | EM300079 | EMS_SP79_Front of door of Compression-2 | SP79_CORRIDOR-4 |  |  |  | GF66 | PDFG | 1500
3 | EM300080 | EMS_SP80_Frnt SmallscaleBlisterFill door | SP80_CORRIDOR-4 |  |  |  | GF66 | PDFG | 1500
3 | EM300081 | EMS_SP81_AHU-G12/Dispensing-3/RAR-01 | SP81_DISPENSING ROOM-3 |  |  |  | GF58 | DISP | 1500
3 | EM300082 | EMS_SP82_Dispensing-3_near to OFCS | SP82_DISPENSING ROOM-3 |  |  |  | GF58 | DISP | 1500
3 | EM300083 | EMS_SP83_AHU-G-12/Dispensing-3/RAR-02 | SP83_DISPENSING ROOM-3 |  |  |  | GF58 | DISP | 1500
3 | EM300084 | EMS_SP84_Dispensing-3_in OFCS LHS | SP84_DISPENSING ROOM-3 |  |  |  | GF58 | DISP | 1500
3 | EM300085 | EMS_SP85_Dispensing-3_in OFCS RHS | SP85_DISPENSING ROOM-3 |  |  |  | GF58 | DISP | 1500
3 | EM300086 | EMS_SP86_AHU-G12/Granulation 2/RAR-03 | SP86_GRANULATION-2 |  |  |  | GF59 | PDFG | 1500
3 | EM300087 | EMS_SP87_Granuln 2_Nr.Soln.Prepn.vessel | SP87_GRANULATION-2 |  |  |  | GF59 | PDFG | 1500
3 | EM300088 | EMS_SP88_AHU-G12/Granulation 2/RAR-04 | SP88_GRANULATION-2 |  |  |  | GF59 | PDFG | 1500
3 | EM300089 | EMS_SP89_AHU-G12/Granulation 2/RAR-05 | SP89_GRANULATION-2 |  |  |  | GF59 | PDFG | 1500
3 | EM300090 | EMS_SP90_AHU-G12/Granulation 2/RAR-07 | SP90_GRANULATION-2 |  |  |  | GF59 | PDFG | 1500
3 | EM300091 | EMS_SP91_COMP2_in front of COMP M/C | SP91_COMPRESSION AREA -2 |  |  |  | GF60 | PDFG | 1500
3 | EM300092 | EMS_SP92_AHU-G12/COMP2/RAR-08 | SP92_COMPRESSION AREA -2 |  |  |  | GF60 | PDFG | 1500
3 | EM300093 | EMS_SP93_COMP2_Nr. Compression M/C | SP93_COMPRESSION AREA -2 |  |  |  | GF60 | PDFG | 1500
3 | EM300094 | EMS_SP94_AHU-G12/COMP2/RAR-09 | SP94_COMPRESSION AREA -2 |  |  |  | GF60 | PDFG | 1500
3 | EM300095 | EMS_SP95_Coating 2_front of Coating M/C | SP95_COATING AREA-2 |  |  |  | GF62 | PDFG | 1500
3 | EM300096 | EMS_SP96_AHU-G12/Coating 2/RAR-10 | SP96_COATING AREA-2 |  |  |  | GF62 | PDFG | 1500
3 | EM300097 | EMS_SP97_AHU-G12/Coating 2/RAR-11 | SP97_COATING AREA-2 |  |  |  | GF62 | PDFG | 1500
3 | EM300098 | EMS_SP98_AHU-G12/Coating 2/RAR-19 | SP98_COATING AREA-2 |  |  |  | GF62 | PDFG | 1500
3 | EM300099 | EMS_SP99_Capsule 2_Front of door | SP99_CAPSULE FILLING -2 |  |  |  | GF63 | PDFG | 1500
3 | EM300100 | EMS_SP100_AHU-G12/Capsule 2/RAR-14 | SP100_CAPSULE FILLING -2 |  |  |  | GF63 | PDFG | 1500
3 | EM300101 | EMS_SP101_AHU-G12/Capsule 2/RAR-15 | SP101_CAPSULE FILLING -2 |  |  |  | GF63 | PDFG | 1500
3 | EM300102 | EMS_SP102_Smallscaleblister pk_frontdoor | SP102_SMALL SCALE BLISTER PK |  |  |  | GF67 | PDFG | 1500
3 | EM300103 | EMS_SP103_AHUG12/Smallscaleblistpk/RAR16 | SP103_SMALL SCALE BLISTER PK |  |  |  | GF67 | PDFG | 1500
3 | EM300104 | EMS_SP104_AHUG12/Smallscaleblistpk/RAR17 | SP104_SMALL SCALE BLISTER PK |  |  |  | GF67 | PDFG | 1500
3 | EM300105 | EMS_SP105_Smallscalebottle pk_front door | SP105_SMALL SCALE BOTTLE PACK |  |  |  | GF69 | PDFG | 1500
3 | EM300106 | EMS_SP106_AHUG12/Smallscalebotlepk/RAR13 | SP106_SMALL SCALE BOTTLE PACK |  |  |  | GF69 | PDFG | 1500
3 | EM300107 | EMS_SP107_Smallscalebottle pk_gridareaG9 | SP107_SMALL SCALE BOTTLE PACK |  |  |  | GF69 | PDFG | 1500
3 | EM300108 | EMS_SP108_AHUG13/BotleFll,SL&CAPNG/RAR01 | SP108_BOTTLE FILL,SEAL AREA |  |  |  | GF49 | PDFG | 1500
3 | EM300109 | EMS_SP109_Front door_Botle Fll,SL&CAPNG | SP109_BOTTLE FILL,SEAL AREA |  |  |  | GF49 | PDFG | 1500
3 | EM300110 | EMS_SP110_AHUG13/BotleFll,SL&CAPNG/RAR02 | SP110_BOTTLE FILL,SEAL AREA |  |  |  | GF49 | PDFG | 1500
3 | EM300111 | EMS_SP111_AHUG13/Botle Fll,SL&CAPG/RAR04 | SP111_BOTTLE FILL,SEAL AREA |  |  |  | GF49 | PDFG | 1500
3 | EM300112 | EMS_SP112_AHUG13/Botle Fll,SL&CAPG/RAR05 | SP112_BOTTLE FILL,SEAL AREA |  |  |  | GF49 | PDFG | 1500
3 | EM300113 | EMS_SP113_Center of Botle Fll,SL&CAPNG. | SP113_BOTTLE FILL,SEAL AREA |  |  |  | GF49 | PDFG | 1500
3 | EM300114 | EMS_SP114_AHUG13/Botlecleaningarea/RAR07 | SP114_BOTTLE CLEANING AREA |  |  |  | GF47 | PDFG | 1500
3 | EM300115 | EMS_SP115_AHUG13/Botlecleaningarea/RAR06 | SP115_BOTTLE CLEANING AREA |  |  |  | GF47 | PDFG | 1500
3 | EM300116 | EMS_SP116_AHU-G14/Blistr FillArea/RAR01 | SP116_BLISTER FILLING AREA |  |  |  | GF50 | PDFG | 1500
3 | EM300117 | EMS_SP117_AHU-G14/Blistr FillArea/RAR06 | SP117_BLISTER FILLING AREA |  |  |  | GF50 | PDFG | 1500
3 | EM300118 | EMS_SP118_AHU-G14/Blister FillArea/RAR02 | SP118_BLISTER FILLING AREA |  |  |  | GF50 | PDFG | 1500
3 | EM300119 | EMS_SP119_Front of Blister packing m/c. | SP119_BLISTER FILLING AREA |  |  |  | GF50 | PDFG | 1500
3 | EM300120 | EMS_SP120_AHU-G14/Blister FillArea/RAR05 | SP120_BLISTER FILLING AREA |  |  |  | GF50 | PDFG | 1500
3 | EM300121 | EMS_SP121_AHU-G14/Blister FillArea/RAR03 | SP121_BLISTER FILLING AREA |  |  |  | GF50 | PDFG | 1500
3 | EM300122 | EMS_SP122_AHU-G14/Blistr FillArea/RAR-04 | SP122_BLISTER FILLING AREA |  |  |  | GF50 | PDFG | 1500
3 | EM300123 | EMS_SP123_AHU-G15/Sachet FillArea/RAR01 | SP123_SACHET FILLING AREA |  |  |  | GF51 | PDFG | 1500
3 | EM300124 | EMS_SP124_AHU-G15/Sachet FillArea/RAR-06 | SP124_SACHET FILLING AREA |  |  |  | GF51 | PDFG | 1500
3 | EM300125 | EMS_SP125_AHU-G15/Sachet FillArea/RAR02 | SP125_SACHET FILLING AREA |  |  |  | GF51 | PDFG | 1500
3 | EM300126 | EMS_SP126_AHU-G15/Sachet FillArea/RAR-05 | SP126_SACHET FILLING AREA |  |  |  | GF51 | PDFG | 1500
3 | EM300127 | EMS_SP127_AHU-G15/Sachet FillArea/RAR-03 | SP127_SACHET FILLING AREA |  |  |  | GF51 | PDFG | 1500
3 | EM300128 | EMS_SP128_AHU-G15/Sachet FillArea/RAR-04 | SP128_SACHET FILLING AREA |  |  |  | GF51 | PDFG | 1500
3 | EM300129 | EMS_SP129_ AHUG19/Samplchngroom-1/RAR04 | SP129_SAMPLING-1 CHANGE ROOM |  |  |  | GF81 | SAMP | 1500
3 | EM300130 | EMS_SP130_AHU-G19/Sampling-1/RAR/03 | SP130_SAMPLING ROOM-1 |  |  |  | GF82 | SAMP | 1500
3 | EM300131 | EMS_SP131_ AHU-G19/Sampling-1/RAR/02 | SP131_SAMPLING ROOM-1 |  |  |  | GF82 | SAMP | 1500
3 | EM300132 | EMS_SP132_ AHU-G19/Sampling-1/RAR/01 | SP132_SAMPLING ROOM-1 |  |  |  | GF82 | SAMP | 1500
3 | EM300133 | EMS_SP133_Samplg-1_Nr door man entryroom | SP133_SAMPLING ROOM-1 |  |  |  | GF82 | SAMP | 1500
3 | EM300134 | EMS_SP134_Sampling-1_In OFCS_LHS | SP134_SAMPLING ROOM-1 |  |  |  | GF82 | SAMP | 1500
3 | EM300135 | EMS_SP135_Sampling-1_In OFCS_RHS | SP135_SAMPLING ROOM-1 |  |  |  | GF82 | SAMP | 1500
3 | EM300136 | EMS_SP136_Nr entrydoor_Sampl-1_Mat entry | SP136_SAMP.-1 MATERIAL ENTRY |  |  |  | GF83 | SAMP | 1500
3 | EM300137 | EMS_SP137_AHUG19/Sampl-1_Mat.entry/RAR05 | SP137_SAMP.-1 MATERIAL ENTRY |  |  |  | GF83 | SAMP | 1500
3 | EM300138 | EMS_SP138AHU-G19/Sampling_Washing/RAR/06 | SP138_WASHING AREA SAMPLING |  |  |  | GF84 | SAMP | 1500
3 | EM300139 | EMS_SP139_Smpl rm,A/L Nr.door CleanEqpRm | SP139_SAMPLING ROOM, AIR LOCK |  |  |  | GF85 | SAMP | 1500
3 | EM300140 | EMS_SP140_AHU-G19/Samplg Room, AL/RAR07 | SP140_SAMPLING ROOM, AIR LOCK |  |  |  | GF85 | SAMP | 1500
3 | EM300141 | EMS_SP141_Clean equipment_center of room | SP141_CLEANED EQUIP SAMPLING |  |  |  | GF86 | SAMP | 1500
3 | EM300142 | EMS_SP142_AHU-G19/Clean equipment/RAR/08 | SP142_CLEANED EQUIP SAMPLING |  |  |  | GF86 | SAMP | 1500
3 | EM300143 | EMS_SP143_AHU-G-20/SamplChangeRm-2/RAR05 | SP143_SAMPLING-2 CHANGE ROOM |  |  |  | GF89 | SAMP | 1500
3 | EM300144 | EMS_SP144_AHU-G-20/Sampling-2/RAR-02 | SP144_SAMPLING ROOM-2 |  |  |  | GF87 | SAMP | 1500
3 | EM300145 | EMS_SP145_AHU-G-20/Sampling-2/RAR-01 | SP145_SAMPLING ROOM-2 |  |  |  | GF87 | SAMP | 1500
3 | EM300146 | EMS_SP146_AHU-G-20/Sampling-2/RAR-03 | SP146_SAMPLING ROOM-2 |  |  |  | GF87 | SAMP | 1500
3 | EM300147 | EMS_SP147_Sampling-2_In OFCS_LHS | SP147_SAMPLING ROOM-2 |  |  |  | GF87 | SAMP | 1500
3 | EM300148 | EMS_SP148_Sampling-2_In OFCS_RHS | SP148_SAMPLING ROOM-2 |  |  |  | GF87 | SAMP | 1500
3 | EM300149 | EMS_SP149_near to entry door_Sampling-2 | SP149_SAMPLING-2MATERIAL ENTRY |  |  |  | GF88 | SAMP | 1500
3 | EM300150 | EMS_SP150_AHU-G-20/Sampling-2/RAR-04 | SP150_SAMPLING-2MATERIAL ENTRY |  |  |  | GF88 | SAMP | 1500
3 | EM300151 | EMS_SP151_AHUG21/SolvDisp.ChangeRm/RAR02 | SP151_SOLVENT DISP CHANGE ROOM |  |  |  | GF76 | DISP | 1500
3 | EM300152 | EMS_SP152_Nr. door of Solvent Rm entry | SP152_SOLVENT DISP CHANGE ROOM |  |  |  | GF76 | DISP | 1500
3 | EM300153 | EMS_SP153_near to pass box | SP153_SOLVENT DISPENSING ROOM |  |  |  | GF77 | DISP | 1500
3 | EM300154 | EMS_SP154_Nr. entrydoor of SolvtDisp.Rm | SP154_SOLVENT DISPENSING ROOM |  |  |  | GF77 | DISP | 1500
3 | EM300155 | EMS_SP155_Solvent dispensing_In OFCS_LHS | SP155_SOLVENT DISPENSING ROOM |  |  |  | GF77 | DISP | 1500
3 | EM300156 | EMS_SP156_Solvent dispensing_In OFCS_RHS | SP156_SOLVENT DISPENSING ROOM |  |  |  | GF77 | DISP | 1500
3 | EM300157 | EMS_FSP01_AHU-F06/MLT-1/RAR/02 | FSP01_MLT ROOM-1 |  |  |  | FF50 | MICR | 1500
3 | EM300158 | EMS_FSP02_AHU-F06/MLT-1/RAR101 | FSP02_MLT ROOM-1 |  |  |  | FF50 | MICR | 1500
3 | EM300159 | EMS_FSP03_AHU-F07/MLT-2/RAR/02 | FSP03_MLT ROOM-2 |  |  |  | FF51 | MICR | 1500
3 | EM300160 | EMS_FSP04_AHU-F07/MLT-2/RAR/01 | FSP04_MLT ROOM-2 |  |  |  | FF51 | MICR | 1500
3 | EM300161 | EMS_FSP05_AHU-F05/Cooling zone/RAR/02 | FSP05_COOLING ZONE |  |  |  | FF49 | MICR | 1500
3 | EM300162 | EMS_FSP06_AHU-F05/Cooling zone/RAR/01 | FSP06_COOLING ZONE |  |  |  | FF49 | MICR | 1500
3 | EM300163 | EMS_FSP07_Coridoor-9 _Near to MLT-1 door | FSP07_CORIDOOR-9 |  |  |  | FF35 | MICR | 1500
3 | EM300164 | EMS_FSP08_Coridoor-9 _Near to MLT-2 door | FSP08_CORIDOOR-9 |  |  |  | FF35 | MICR | 1500
3 | EM300165 | EMS_FSP09_AHU-F05/MLT ChangeRm-2/RAR04 | FSP09_MICRO CHANGE ROOM-2 |  |  |  | FF48 | MICR | 1500
3 | EM300166 | EMS_FSP10_AHU-F05/MLT ChangeRm-1/RAR03 | FSP10_MICRO CHANGE ROOM-1 |  |  |  | FF47 | MICR | 1500
3 | EM300167 | EMA_AS01_AHU-G-01/Cap Fill/RAR-04 | AS01_CAPSULE FILLING AREA-1 |  |  |  | GF22 | PDFG | 1500
3 | EM300168 | EMA_AS02_AHU-G-01/Near Filling M/C | AS02_CAPSULE FILLING AREA-1 |  |  |  | GF22 | PDFG | 1500
3 | EM300169 | EMA_AS03_AHU-G-01/Cap Fill/RAR-03 | AS03_CAPSULE FILLING AREA-1 |  |  |  | GF22 | PDFG | 1500
3 | EM300170 | EMA_AS04_AHU-G-01/Cap Fill/RAR-02 | AS04_CAPSULE FILLING AREA-1 |  |  |  | GF22 | PDFG | 1500
3 | EM300171 | EMA_AS05_AHU-G-01/Cap Fill/RAR-01 | AS05_CAPSULE FILLING AREA-1 |  |  |  | GF22 | PDFG | 1500
3 | EM300172 | EMA_AS06_AHU-G-02/Compression/RAR-01 | AS06_COMPRESSION AREA-1 |  |  |  | GF23 | PDFG | 1500
3 | EM300173 | EMA_AS07_AHU-G-02/Compression/RAR-06 | AS07_COMPRESSION AREA-1 |  |  |  | GF23 | PDFG | 1500
3 | EM300174 | EMA_AS08_AHU-G-02/Compression /RAR-02 | AS08_COMPRESSION AREA-1 |  |  |  | GF23 | PDFG | 1500
3 | EM300175 | EMA_AS09_AHU-G-02/Near Compression M/C | AS09_COMPRESSION AREA-1 |  |  |  | GF23 | PDFG | 1500
3 | EM300176 | EMA_AS10_AHU-G-02/Compression/RAR-05 | AS10_COMPRESSION AREA-1 |  |  |  | GF23 | PDFG | 1500
3 | EM300177 | EMA_AS11_AHU-G-03/RM Staging/RAR-03 | AS11_RM STAGING-1 |  |  |  | GF27 | PDFG | 1500
3 | EM300178 | EMA_AS12_AHUG03/Blnd Strg/Front of door | AS12_BLEND STORAGE |  |  |  | GF24 | PDFG | 1500
3 | EM300179 | EMA_AS13_AHU-G03/Blnd Strg/RAR-01 | AS13_BLEND STORAGE |  |  |  | GF24 | PDFG | 1500
3 | EM300180 | EMA_AS14_AHU-G03/Blnd Strg/RAR-02 | AS14_BLEND STORAGE |  |  |  | GF24 | PDFG | 1500
3 | EM300181 | EMA_AS15_AHU-G03/Storage Area/RAR-05 | AS15_TAB_CAP STORAGE AREA |  |  |  | GF41 | PDFG | 1500
3 | EM300182 | EMA_AS16_AHU-G03/Storage Area/Front door | AS16_TAB_CAP STORAGE AREA |  |  |  | GF41 | PDFG | 1500
3 | EM300183 | EMA_AS17_AHU-G03/Storage Area/RAR-06 | AS17_TAB_CAP STORAGE AREA |  |  |  | GF41 | PDFG | 1500
3 | EM300184 | EMA_AS18_AHU-G-03/Storage Area/RAR-08 | AS18_INSPECTED TAB_CAP STORAGE |  |  |  | GF43 | PDFG | 1500
3 | EM300185 | EMA_AS19_AHU-G-03/Storage Area/RAR-07 | AS19_INSPECTED TAB_CAP STORAGE |  |  |  | GF43 | PDFG | 1500
3 | EM300186 | EMA_AS20_AHU-G-03/Front of pass box | AS20_INSPECTED TAB_CAP STORAGE |  |  |  | GF43 | PDFG | 1500
3 | EM300187 | EMA_AS21_AHU-G-04/Blending Area-1/RAR-01 | AS21_BLENDING AREA-1 |  |  |  | GF25 | PDFG | 1500
3 | EM300188 | EMA_AS22_AHU-G-04/Blending Area-1/RAR-03 | AS22_BLENDING AREA-1 |  |  |  | GF25 | PDFG | 1500
3 | EM300189 | EMA_AS23_near to Blender | AS23_BLENDING AREA-1 |  |  |  | GF25 | PDFG | 1500
3 | EM300190 | EMA_AS24_AHU-G-04/Blending Area-1/RAR-04 | AS24_BLENDING AREA-1 |  |  |  | GF25 | PDFG | 1500
3 | EM300191 | EMA_AS25_AHU-G-05/Dry Granulation/RAR-01 | AS25_DRY GRANULATION |  |  |  | GF26 | PDFG | 1500
3 | EM300192 | EMA_AS26_AHU-G05/Dry Granulation/RAR-04 | AS26_DRY GRANULATION |  |  |  | GF26 | PDFG | 1500
3 | EM300193 | EMA_AS27_AHU-G05/Dry Granulation/RAR-02 | AS27_DRY GRANULATION |  |  |  | GF26 | PDFG | 1500
3 | EM300194 | EMA_AS28_AHU-G05/Dry Granulation/RAR-03 | AS28_DRY GRANULATION |  |  |  | GF26 | PDFG | 1500
3 | EM300195 | EMA_AS29_AHU-G-06/Granulation-1/RAR-01 | AS29_GRANULATION-1 |  |  |  | GF28 | PDFG | 1500
3 | EM300196 | EMA_AS30_ AHU-G-06/Granulation-1/RAR-04 | AS30_GRANULATION-1 |  |  |  | GF28 | PDFG | 1500
3 | EM300197 | EMA_AS31_AHU-G-06/Granulation-1/RAR-12 | AS31_GRANULATION-1 |  |  |  | GF28 | PDFG | 1500
3 | EM300198 | EMA_AS32_Granulation-1_Near to FBD | AS32_GRANULATION-1 |  |  |  | GF28 | PDFG | 1500
3 | EM300199 | EMA_AS33_AHU-G-06/Granulation-1/RAR-07 | AS33_GRANULATION-1 |  |  |  | GF28 | PDFG | 1500
3 | EM300200 | EMA_AS34_AHU-G-06/Granulation-1/RAR-08 | AS34_GRANULATION-1 |  |  |  | GF28 | PDFG | 1500
3 | EM300201 | EMA_AS35_AHU-G-06/Granulation-1/RAR-11 | AS35_GRANULATION-1 |  |  |  | GF28 | PDFG | 1500
3 | EM300202 | EMA_AS36_Front of Door (Binder Prepn Rm) | AS36_GRANULATION-1 |  |  |  | GF28 | PDFG | 1500
3 | EM300203 | EMA_AS37_Granuln-1_Near to Cone mill&PTS | AS37_GRANULATION-1 |  |  |  | GF28 | PDFG | 1500
3 | EM300204 | EMA_AS38_AHU-G-06/Binder Prepn/RAR-13 | AS38_BINDER PREPARATION ROOM |  |  |  | GF53 | PDFG | 1500
3 | EM300205 | EMA_AS39_AHU-G-06/Binder Prepn/RAR-14 | AS39_BINDER PREPARATION ROOM |  |  |  | GF53 | PDFG | 1500
3 | EM300206 | EMA_AS40_Binder Prepn_Nr.soln.prepn.Vsl | AS40_BINDER PREPARATION ROOM |  |  |  | GF53 | PDFG | 1500
3 | EM300207 | EMA_AS41_Front of AL of MfgChangeRm-I | AS41_CORRIDOR-3 |  |  |  | GF29 | PDFG | 1500
3 | EM300208 | EMA_AS42_Front insp.tab/cap.strge Rmdoor | AS42_CORRIDOR-3 |  |  |  | GF29 | PDFG | 1500
3 | EM300209 | EMA_AS43_Front of TabletCoat-I room door | AS43_CORRIDOR-3 |  |  |  | GF29 | PDFG | 1500
3 | EM300210 | EMA_AS44_Below AHU-G07/Corridor-3/RAR-02 | AS44_CORRIDOR-3 |  |  |  | GF29 | PDFG | 1500
3 | EM300211 | EMA_AS45_Front of CapFill-01 room door | AS45_CORRIDOR-3 |  |  |  | GF29 | PDFG | 1500
3 | EM300212 | EMA_AS46_Front of Blend area-1 door | AS46_CORRIDOR-3 |  |  |  | GF29 | PDFG | 1500
3 | EM300213 | EMA_AS47_Front of Dispensing-2 door | AS47_CORRIDOR-3 |  |  |  | GF29 | PDFG | 1500
3 | EM300214 | EMA_AS48_AHU- G07/Ancillary area-1/RAR11 | AS48_ANCILLARY STORAGE AREA-1 |  |  |  | GF37 | PDFG | 1500
3 | EM300215 | EMA_AS49_Near to door Ancillary area-1 | AS49_ANCILLARY STORAGE AREA-1 |  |  |  | GF37 | PDFG | 1500
3 | EM300216 | EMA_AS50_AHU-G07/CleanedEqp.Strg-1/RAR12 | AS50_CLEANED EQUIPMENT-1 |  |  |  | GF38 | PDFG | 1500
3 | EM300217 | EMA_AS51_AHU-G07/CleanedEqp.Strg-1/RAR13 | AS51_CLEANED EQUIPMENT-1 |  |  |  | GF38 | PDFG | 1500
3 | EM300218 | EMA_AS52_AHU-G07/CleanedEqp.Str.-1/RAR14 | AS52_CLEANED EQUIPMENT-1 |  |  |  | GF38 | PDFG | 1500
3 | EM300219 | EMA_AS53_AHU-G08/Coating-1/RAR-05 | AS53_COATING AREA-1 |  |  |  | GF35 | PDFG | 1500
3 | EM300220 | EMA_AS54_. AHU-G08/Coating-1/RAR-01 | AS54_COATING AREA-1 |  |  |  | GF35 | PDFG | 1500
3 | EM300221 | EMA_AS55_AHU-G-08/Coating-1/RAR-04 | AS55_COATING AREA-1 |  |  |  | GF35 | PDFG | 1500
3 | EM300222 | EMA_AS56_Front of Coating Machine | AS56_COATING AREA-1 |  |  |  | GF35 | PDFG | 1500
3 | EM300223 | EMA_AS57_AHU-G08/Coating-1/RAR-03 | AS57_COATING AREA-1 |  |  |  | GF35 | PDFG | 1500
3 | EM300224 | EMA_AS58_AHU-G08/Coating-1/RAR-02 | AS58_COATING AREA-1 |  |  |  | GF35 | PDFG | 1500
3 | EM300225 | EMA_AS59_AHU-G8/Soln. prepn. room/RAR-06 | AS59_SOLUTION PREPARATION |  |  |  | GF34 | PDFG | 1500
3 | EM300226 | EMA_AS60_AHU-G8/Soln. prepn. room/RAR-07 | AS60_SOLUTION PREPARATION |  |  |  | GF34 | PDFG | 1500
3 | EM300227 | EMA_AS61_AHU-G8A/Inspection area/RAR-01 | AS61_INSPECTION AREA |  |  |  | GF42 | PDFG | 1500
3 | EM300228 | EMA_AS62_AHU-G8A/Inspection area/RAR-02 | AS62_INSPECTION AREA |  |  |  | GF42 | PDFG | 1500
3 | EM300229 | EMA_AS63_AHU-G09/Dispensing-1/RAR-03 | AS63_DISPENSING ROOM 1 |  |  |  | GF54 | DISP | 1500
3 | EM300230 | EMA_AS64_Dispensing-1_near to OFCS | AS64_ DISPENSING ROOM 1 |  |  |  | GF54 | DISP | 1500
3 | EM300231 | EMA_AS65_AHU-G09/Dispensing-1/RAR-02 | AS65_ DISPENSING ROOM 1 |  |  |  | GF54 | DISP | 1500
3 | EM300232 | EMA_AS66_Dispensing-1_in OFCS LHS | AS66_DISPENSING ROOM 1 |  |  |  | GF54 | DISP | 1500
3 | EM300233 | EMA_AS67_Dispensing-1_in OFCS RHS | AS67_DISPENSING ROOM 1 |  |  |  | GF54 | DISP | 1500
3 | EM300234 | EMA_AS68_AHU-G10/Dispensing-2/RAR-01 | AS68_ DISPENSING ROOM 2 |  |  |  | GF57 | DISP | 1500
3 | EM300235 | EMA_AS69_Dispensing-2_near to OFCS | AS69_ DISPENSING ROOM 2 |  |  |  | GF57 | DISP | 1500
3 | EM300236 | EMA_AS70_AHU-G10/Dispensing-2/RAR-02 | AS70_DISPENSING ROOM 2 |  |  |  | GF57 | DISP | 1500
3 | EM300237 | EMA_AS71_Dispensing-2_in OFCS LHS | AS71_DISPENSING ROOM 2 |  |  |  | GF57 | DISP | 1500
3 | EM300238 | EMA_AS72_Dispensing-2_in OFCS RHS | AS72_DISPENSING ROOM 2 |  |  |  | GF57 | DISP | 1500
3 | EM300239 | EMA_AS73_AHU-G11/Cleaned Equip.-2/ RAR04 | AS73_CLEANED EQUIPMENT AREA-2 |  |  |  | GF70 | PDFG | 1500
3 | EM300240 | EMA_AS74_AHU-G11/Cleaned Equip.-2/ RAR05 | AS74_CLEANED EQUIPMENT AREA-2 |  |  |  | GF70 | PDFG | 1500
3 | EM300241 | EMA_AS75_AHU-G11/Ancillary Room-2/ RAR02 | AS75_ANCILLARY ROOM-2 |  |  |  | GF73 | PDFG | 1500
3 | EM300242 | EMA_AS76_AHU-G11/Ancillary Room-2/ RAR03 | AS76_ANCILLARY ROOM-2 |  |  |  | GF73 | PDFG | 1500
3 | EM300243 | EMA_AS77_Corridor-4_Frnt CapFill-2 door | AS77_CORRIDOR-4 |  |  |  | GF66 | PDFG | 1500
3 | EM300244 | EMA_AS78_Front of door of Granuln-2 | AS78_CORRIDOR-4 |  |  |  | GF66 | PDFG | 1500
3 | EM300245 | EMA_AS79_Front of door of Compression-2 | AS79_CORRIDOR-4 |  |  |  | GF66 | PDFG | 1500
3 | EM300246 | EMA_AS80_Frnt.ofSmallScaleBlistrFilldoor | AS80_CORRIDOR-4 |  |  |  | GF66 | PDFG | 1500
3 | EM300247 | EMA_AS81_AHU-G12/Dispensing-3/RAR-01 | AS81_DISPENSING ROOM-3 |  |  |  | GF58 | DISP | 1500
3 | EM300248 | EMA_AS82_Dispensing-3_near to OFCS | AS82_DISPENSING ROOM-3 |  |  |  | GF58 | DISP | 1500
3 | EM300249 | EMA_AS83_AHU-G-12/Dispensing-3/RAR-02 | AS83_DISPENSING ROOM-3 |  |  |  | GF58 | DISP | 1500
3 | EM300250 | EMA_AS84_Dispensing-3_in OFCS LHS | AS84_DISPENSING ROOM-3 |  |  |  | GF58 | DISP | 1500
3 | EM300251 | EMA_AS85_Dispensing-3_in OFCS RHS | AS85_DISPENSING ROOM-3 |  |  |  | GF58 | DISP | 1500
3 | EM300252 | EMA_AS86_AHU-G12/Granulation 2/RAR-03 | AS86_GRANULATION-2 |  |  |  | GF59 | PDFG | 1500
3 | EM300253 | EMA_AS87_Granuln2_Nr.Soln.Prepn.vessel | AS87_GRANULATION-2 |  |  |  | GF59 | PDFG | 1500
3 | EM300254 | EMA_AS88_AHU-G12/Granulation 2/RAR-04 | AS88_GRANULATION-2 |  |  |  | GF59 | PDFG | 1500
3 | EM300255 | EMA_AS89_AHU-G12/Granulation 2/RAR-05 | AS89_GRANULATION-2 |  |  |  | GF59 | PDFG | 1500
3 | EM300256 | EMA_AS90_AHU-G12/Granulation 2/RAR-07 | AS90_GRANULATION-2 |  |  |  | GF59 | PDFG | 1500
3 | EM300257 | EMA_AS91_COMP2_in front of COMP M/C | AS91_COMPRESSION AREA -2 |  |  |  | GF60 | PDFG | 1500
3 | EM300258 | EMA_AS92_AHU-G12/COMP2/RAR-08 | AS92_COMPRESSION AREA -2 |  |  |  | GF60 | PDFG | 1500
3 | EM300259 | EMA_AS93_COMP2_Nr. Compression M/C | AS93_COMPRESSION AREA -2 |  |  |  | GF60 | PDFG | 1500
3 | EM300260 | EMA_AS94_AHU-G12/COMP2/RAR-09 | AS94_COMPRESSION AREA -2 |  |  |  | GF60 | PDFG | 1500
3 | EM300261 | EMA_AS95_Coating 2_Front of Coat M/C | AS95_COATING AREA-2 |  |  |  | GF62 | PDFG | 1500
3 | EM300262 | EMA_AS96_AHU-G12/Coating 2/RAR-10 | AS96_COATING AREA-2 |  |  |  | GF62 | PDFG | 1500
3 | EM300263 | EMA_AS97_AHU-G12/Coating 2/RAR-11 | AS97_COATING AREA-2 |  |  |  | GF62 | PDFG | 1500
3 | EM300264 | EMA_AS98_AHU-G12/Coating 2/RAR-19 | AS98_COATING AREA-2 |  |  |  | GF62 | PDFG | 1500
3 | EM300265 | EMA_AS99_Capsule 2_Front of door | AS99_CAPSULE FILLING -2 |  |  |  | GF63 | PDFG | 1500
3 | EM300266 | EMA_AS100_AHU-G12/Capsule 2/RAR-14 | AS100_CAPSULE FILLING -2 |  |  |  | GF63 | PDFG | 1500
3 | EM300267 | EMA_AS101_AHU-G12/Capsule 2/RAR-15 | AS101_CAPSULE FILLING -2 |  |  |  | GF63 | PDFG | 1500
3 | EM300268 | EMA_AS102_Smallscale BlistrPk_Frontdoor | AS102_SMALL SCALE BLISTER PK |  |  |  | GF67 | PDFG | 1500
3 | EM300269 | EMA_AS103_AHUG12/SmallscaleBlstrPk/RAR16 | AS103_SMALL SCALE BLISTER PK |  |  |  | GF67 | PDFG | 1500
3 | EM300270 | EMA_AS104_AHUG12/SmallscaleBlstrPk/RAR17 | AS104_SMALL SCALE BLISTER PK |  |  |  | GF67 | PDFG | 1500
3 | EM300271 | EMA_AS105_Smallscale bottle pk_Frnt door | AS105_SMALL SCALE BOTTLE PACK |  |  |  | GF69 | PDFG | 1500
3 | EM300272 | EMA_AS106_AHUG12/SmallscaleBtlePk/RAR-13 | AS106_SMALL SCALE BOTTLE PACK |  |  |  | GF69 | PDFG | 1500
3 | EM300273 | EMA_AS107_SmallscaleBottlePk_GridAreaG9 | AS107_SMALL SCALE BOTTLE PACK |  |  |  | GF69 | PDFG | 1500
3 | EM300274 | EMA_AS108_AHUG13/BotleFll,SL&CAPG/RAR01 | AS108_BOTTLE FILL,SEAL AREA |  |  |  | GF49 | PDFG | 1500
3 | EM300275 | EMA_AS109_Front door_BotleFll,SL&CAPNG | AS109_BOTTLE FILL,SEAL AREA |  |  |  | GF49 | PDFG | 1500
3 | EM300276 | EMA_AS110_AHUG13/Botle Fll,SL&CAPG/RAR02 | AS110_BOTTLE FILL,SEAL AREA |  |  |  | GF49 | PDFG | 1500
3 | EM300277 | EMA_AS111_AHUG13/Botle Fll,SL&CAPG/RAR04 | AS111_BOTTLE FILL,SEAL AREA |  |  |  | GF49 | PDFG | 1500
3 | EM300278 | EMA_AS112_AHUG13/Botle Fll,SL&CAPG/RAR05 | AS112_BOTTLE FILL,SEAL AREA |  |  |  | GF49 | PDFG | 1500
3 | EM300279 | EMA_AS113_Center of Bottle Fll,SL&CAPG | AS113_BOTTLE FILL,SEAL AREA |  |  |  | GF49 | PDFG | 1500
3 | EM300280 | EMA_AS114_AHU-G13/BottleClean area/RAR07 | AS114_BOTTLE CLEANING AREA |  |  |  | GF47 | PDFG | 1500
3 | EM300281 | EMA_AS115_AHU-G13/BottleCleaning/RAR06 | AS115_BOTTLE CLEANING AREA |  |  |  | GF47 | PDFG | 1500
3 | EM300282 | EMA_AS116_AHU-G14/Blister Filling/RAR01 | AS116_BLISTER FILLING AREA |  |  |  | GF50 | PDFG | 1500
3 | EM300283 | EMA_AS117_AHU-G14/Blister Filling/RAR06 | AS117_BLISTER FILLING AREA |  |  |  | GF50 | PDFG | 1500
3 | EM300284 | EMA_AS118_AHU-G14/Blister Filling/RAR02 | AS118_BLISTER FILLING AREA |  |  |  | GF50 | PDFG | 1500
3 | EM300285 | EMA_AS119_Front of Blister pack machine | AS119_BLISTER FILLING AREA |  |  |  | GF50 | PDFG | 1500
3 | EM300286 | EMA_AS120_AHU-G14/Blister Filling/RAR-05 | AS120_BLISTER FILLING AREA |  |  |  | GF50 | PDFG | 1500
3 | EM300287 | EMA_AS121_AHU-G14/Blister Filling/RAR-03 | AS121_BLISTER FILLING AREA |  |  |  | GF50 | PDFG | 1500
3 | EM300288 | EMA_AS122_AHU-G14/Blister Filling/RAR-04 | AS122_BLISTER FILLING AREA |  |  |  | GF50 | PDFG | 1500
3 | EM300289 | EMA_AS123_AHU-G15/Sachet Filling/RAR01 | AS123_SACHET FILLING AREA |  |  |  | GF51 | PDFG | 1500
3 | EM300290 | EMA_AS124_AHU-G15/Sachet Filling/RAR06 | AS124_SACHET FILLING AREA |  |  |  | GF51 | PDFG | 1500
3 | EM300291 | EMA_AS125_AHU-G15/Sachet Filling/RAR02 | AS125_SACHET FILLING AREA |  |  |  | GF51 | PDFG | 1500
3 | EM300292 | EMA_AS126_AHU-G15/Sachet Filling/RAR05 | AS126_SACHET FILLING AREA |  |  |  | GF51 | PDFG | 1500
3 | EM300293 | EMA_AS127_AHU-G15/Sachet Filling/RAR03 | AS127_SACHET FILLING AREA |  |  |  | GF51 | PDFG | 1500
3 | EM300294 | EMA_AS128_AHU-G15/Sachet Filling/RAR04 | AS128_SACHET FILLING AREA |  |  |  | GF51 | PDFG | 1500
3 | EM300295 | EMA_AS129_ AHU-G19/SamplChangeRm-1/RAR04 | AS129_SAMPLING-1 CHANGE ROOM |  |  |  | GF81 | SAMP | 1500
3 | EM300296 | EMA_AS130_AHU-G19/Sampling-1/RAR/03 | AS130_SAMPLING ROOM-1 |  |  |  | GF82 | SAMP | 1500
3 | EM300297 | EMA_AS131_ AHU-G19/Sampling-1/RAR/02 | AS131_SAMPLING ROOM-1 |  |  |  | GF82 | SAMP | 1500
3 | EM300298 | EMA_AS132_ AHU-G19/Sampling-1/RAR/01 | AS132_SAMPLING ROOM-1 |  |  |  | GF82 | SAMP | 1500
3 | EM300299 | EMA_AS133_Sampl-1_NearDoor of ManEntryRm | AS133_SAMPLING ROOM-1 |  |  |  | GF82 | SAMP | 1500
3 | EM300300 | EMA_AS134_Sampling-1_In OFCS_LHS | AS134_SAMPLING ROOM-1 |  |  |  | GF82 | SAMP | 1500
3 | EM300301 | EMA_AS135_Sampling-1_In OFCS_RHS | AS135_SAMPLING ROOM-1 |  |  |  | GF82 | SAMP | 1500
3 | EM300302 | EMA_AS136_Nearentrydoor_Sampl-1_MatEntry | AS136_SAMP-1 MATERIAL ENTRY |  |  |  | GF83 | SAMP | 1500
3 | EM300303 | EMA_AS137_AHUG19/_Sampl-1_MatEntry/RAR05 | AS137_SAMP-1 MATERIAL ENTRY |  |  |  | GF83 | SAMP | 1500
3 | EM300304 | EMA_AS138AHU-G19/Sampling_Washing/RAR/06 | AS138_WASHING AREA SAMPLING |  |  |  | GF84 | SAMP | 1500
3 | EM300305 | EMA_AS139_SamplRm,A/L, Nr.doorCleanEqpRm | AS139_SAMPLING ROOM, AIR LOCK |  |  |  | GF85 | SAMP | 1500
3 | EM300306 | EMA_AS140_AHU-G19/Sampl Room, AL/RAR/07 | AS140_SAMPLING ROOM, AIR LOCK |  |  |  | GF85 | SAMP | 1500
3 | EM300307 | EMA_AS141_Clean Eqpt_center of the room | AS141_CLEANED EQUIP SAMPLING |  |  |  | GF86 | SAMP | 1500
3 | EM300308 | EMA_AS142_AHU-G19/Clean equipment/RAR/08 | AS142_CLEANED EQUIP SAMPLING |  |  |  | GF86 | SAMP | 1500
3 | EM300309 | EMA_AS143_AHU-G-20/SamplChangeRm2/RAR05 | AS143_SAMPLING-2 CHANGE ROOM |  |  |  | GF89 | SAMP | 1500
3 | EM300310 | EMA_AS144_AHU-G-20/Sampling-2/RAR-02 | AS144_SAMPLING ROOM-2 |  |  |  | GF87 | SAMP | 1500
3 | EM300311 | EMA_AS145_AHU-G-20/Sampling-2/RAR-01 | AS145_SAMPLING ROOM-2 |  |  |  | GF87 | SAMP | 1500
3 | EM300312 | EMA_AS146_AHU-G-20/Sampling-2/RAR-03 | AS146_SAMPLING ROOM-2 |  |  |  | GF87 | SAMP | 1500
3 | EM300313 | EMA_AS147_Sampling-2_In OFCS_LHS | AS147_SAMPLING ROOM-2 |  |  |  | GF87 | SAMP | 1500
3 | EM300314 | EMA_AS148_Sampling-2_In OFCS_RHS | AS148_SAMPLING ROOM-2 |  |  |  | GF87 | SAMP | 1500
3 | EM300315 | EMA_AS149_Near to entry door_Sampling-2 | AS149_SAMPLING-2MATERIAL ENTRY |  |  |  | GF88 | SAMP | 1500
3 | EM300316 | EMA_AS150_AHU-G-20/Sampling-2/RAR-04 | AS150_SAMPLING-2MATERIAL ENTRY |  |  |  | GF88 | SAMP | 1500
3 | EM300317 | EMA_AS151_AHUG21/SolvtDispChangeRm/RAR02 | AS151_SOLV. DISPENSING CH.ROOM |  |  |  | GF76 | DISP | 1500
3 | EM300318 | EMA_AS152_Nr door of Solvent room entry | AS152_SOLV. DISPENSING CH.ROOM |  |  |  | GF76 | DISP | 1500
3 | EM300319 | EMA_AS153_Near to pass box | AS153_SOLVENT DISPENSING ROOM |  |  |  | GF77 | DISP | 1500
3 | EM300320 | EMA_AS154_Near entry door_SolventDispRm | AS154_SOLVENT DISPENSING ROOM |  |  |  | GF77 | DISP | 1500
3 | EM300321 | EMA_AS155_Solvent dispensing_In OFCS_LHS | AS155_SOLVENT DISPENSING ROOM |  |  |  | GF77 | DISP | 1500
3 | EM300322 | EMA_AS156_Solvent dispensing_In OFCS_RHS | AS156_SOLVENT DISPENSING ROOM |  |  |  | GF77 | DISP | 1500
3 | EM300323 | EMS_FAS01_AHU-F06/MLT-1/RAR/02 | FAS01_MLT ROOM-1 |  |  |  | FF50 | MICR | 1500
3 | EM300324 | EMA_FAS02_AHU-F06/MLT-1/RAR101 | FAS02_MLT ROOM-1 |  |  |  | FF50 | MICR | 1500
3 | EM300325 | EMS_FAS03_AHU-F07/MLT-2/RAR/02 | FAS03_MLT ROOM-2 |  |  |  | FF51 | MICR | 1500
3 | EM300326 | EMS_FAS04_AHU-F07/MLT-2/RAR/01 | FAS04_MLT ROOM-2 |  |  |  | FF51 | MICR | 1500
3 | EM300327 | EMS_FAS05_AHU-F05/Cooling zone/RAR/02 | FAS05_COOLING ZONE |  |  |  | FF49 | MICR | 1500
3 | EM300328 | EMS_FAS06_AHU-F05/Cooling zone/RAR/01 | FAS06_COOLING ZONE |  |  |  | FF49 | MICR | 1500
3 | EM300329 | EMS_FAS07_Coridoor-9 _Near to MLT-1 door | FAS07_CORIDOOR-9 |  |  |  | FF35 | MICR | 1500
3 | EM300330 | EMS_FAS08_Coridoor-9 _Near to MLT-2 door | FAS08_CORIDOOR-9 |  |  |  | FF35 | MICR | 1500
3 | EM300331 | EMS_FAS09_AHU-F05/MLT ChangeRm-2/RAR04 | FAS09_MICRO CHANGE ROOM-2 |  |  |  | FF48 | MICR | 1500
3 | EM300332 | EMS_FAS10_AHU-F05/MLT ChangeRm-1/RAR03 | FAS10_MICRO CHANGE ROOM-1 |  |  |  | FF47 | MICR | 1500
C | PW300001 | WM_PW01_Secondary water_After EDI | PW01_AFTER EDI |  |  |  | FF58 | FF01 | 1500
C | PW300002 | WM_PW02_Secondary water system | PW02_BEFORE HEAT EXCHANGER |  |  |  | FF58 | FF01 | 1500
C | PW300003 | WM_PW03_Secondary water system | PW03_AFTERHEAT EXCHG & AFTRUV |  |  |  | FF58 | FF01 | 1500
C | PW300004 | WM_PW04_Technical area | PW04_BIN WASHING WIP SKID |  |  |  | FF15 | FF01 | 1500
C | PW300005 | WM_PW05_Solution preparation | PW05_EXHIBIT AREA |  |  |  | GF34 | PDFG | 1500
C | PW300006 | WM_PW06_IPQC-1 | PW06_EXHIBIT AREA |  |  |  | GF36 | PDFG | 1500
C | PW300007 | WM_PW07_Blending area-1 | PW07_EXHIBIT AREA |  |  |  | GF25 | PDFG | 1500
C | PW300008 | WM_PW08_Dry granulation area | PW08_EXHIBIT AREA |  |  |  | GF26 | PDFG | 1500
C | PW300009 | WM_PW09_Granulation-1 | PW09_EXHIBIT AREA |  |  |  | GF28 | PDFG | 1500
C | PW300010 | WM_PW10_Granulation-1 | PW10_EXHIBIT AREA |  |  |  | GF28 | PDFG | 1500
C | PW300011 | WM_PW11_Coating area-1 | PW11_EXHIBIT AREA |  |  |  | GF35 | PDFG | 1500
C | PW300012 | WM_PW12_Washing area-1 | PW12_EXHIBIT AREA |  |  |  | GF40 | PDFG | 1500
C | PW300013 | WM_PW13_Ancillary room-2 | PW13_PILOT PLANT |  |  |  | GF73 | PLGF | 1500
C | PW300014 | WM_PW14_Washing area-2 | PW14_PILOT PLANT |  |  |  | GF71 | PLGF | 1500
C | PW300015 | WM_PW15_Coating area-2 | PW15_PILOT PLANT |  |  |  | GF62 | PLGF | 1500
C | PW300016 | WM_PW16_IPQC-2 | PW16_PILOT PLANT |  |  |  | GF61 | PLGF | 1500
C | PW300017 | WM_PW17_Granulation-2 | PW17_PILOT PLANT |  |  |  | GF59 | PLGF | 1500
C | PW300018 | WM_PW18_Binder preparation | PW18_EXHIBIT AREA |  |  |  | GF53 | PDFG | 1500
C | PW300019 | WM_PW19_RM sampling washing area | PW19_RAW MATERIAL STORE |  |  |  | GF84 | WHGF | 1500
C | PW300020 | WM_PW20_Washing area Micro | PW20_MICROBIOLOGY LAB |  |  |  | FF44 | MICR | 1500
C | PW300021 | WM_PW21_Washing area_QC | PW21_QC WASHING |  |  |  | FF41 | QCFF | 1500
C | PW300022 | WM_PW22_Dissolution room_QC | PW22_QC DISSOLUTION ROOM |  |  |  | FF42 | QCFF | 1500
C | PW300023 | WM_PW23_Purified water Return | PW23_PW RETURN |  |  |  | FF58 | FF01 | 1500
9 | RO300001 | WM_PT01_After RO-1_Pretreatment | PT01_AFTER RO-1_PRETREATMENT |  |  |  | NA | FF01 | 1500
9 | RO300002 | WM_PT02_After Heat exchanger_Pretreatmnt | PT02_AFTERHEATEXCHANG_PRETREAT |  |  |  | NA | FF01 | 1500
9 | RO300003 | WM_PT03_After Ozonation before UV | PT03_AFTER OZONATION BEFORE UV |  |  |  | FF58 | FF01 | 1500
9 | RO300004 | WM_PT04_After Ozone destructive UV | PT04_AFTER OZONE DESTRUCTIVEUV |  |  |  | FF58 | FF01 | 1500
9 | RO300005 | WM_PT05_Media prepn. & autoclave room | PT05_MEDIA PREPN&AUTOCLAVEROOM |  |  |  | FF43 | MICR | 1500
9 | RO300006 | WM_PT06_Washing Area_Micro | PT06_WASHING AREA_MICRO |  |  |  | FF44 | MICR | 1500
9 | RO300007 | WM_PT07_Media prepn. & autoclave room | PT07_MEDIA PREPN&AUTOCLAVEROOM |  |  |  | FF43 | MICR | 1500
9 | RO300008 | WM_PT08_RM Sampling | PT08_RM SAMPLING |  |  |  | GF84 | SAMP | 1500
9 | RO300009 | WM_PT09_Binder Preparation Room | PT09_BINDER PREPARATION ROOM |  |  |  | GF53 | PDFG | 1500
9 | RO300010 | WM_PT10_Washing Area-1 | PT10_WASHING AREA-1 |  |  |  | GF40 | WASH | 1500
9 | RO300011 | WM_PT11_Coating area-1 | PT11_COATING AREA –1 |  |  |  | GF35 | PDFG | 1500
9 | RO300012 | WM_PT12_Technical area | PT12_TABLETCOAT AREA_TECH AREA |  |  |  | FF15 | PDFG | 1500
9 | RO300013 | WM_PT13_Bin Washing Skid_technical area | PT13_BIN WASH SKID_TECH AREA |  |  |  | FF15 | PDFG | 1500
9 | RO300014 | WM_PT14_Technical area | PT14_TABLETCOAT AREA_TECH AREA |  |  |  | FF15 | PDFG | 1500
9 | RO300015 | WM_PT15_Dry Granulation area | PT15_DRY GRANULATION AREA |  |  |  | GF26 | PDFG | 1500
9 | RO300016 | WM_PT16_Granulation area-1 | PT16_GRANULATION AREA-1 |  |  |  | GF28 | PDFG | 1500
9 | RO300017 | WM_PT17_Granulation area-1 | PT17_GRANULATION AREA-1 |  |  |  | GF28 | PDFG | 1500
9 | RO300018 | WM_PT18_Filter wash area | PT18_FILTER WASH AREA |  |  |  | FF57 | FF01 | 1500
9 | RO300019 | WM_PT19_Blending Area-1 | PT19_BLENDING AREA-1 |  |  |  | GF25 | PDFG | 1500
9 | RO300020 | WM_PT20_Solution Preparation_Exhibit | PT20_SOLUTION PREPN_EXHIBIT |  |  |  | GF34 | PDFG | 1500
9 | RO300021 | WM_PT21_Micro lab incubator room | PT21_MICRO LAB INCUBATOR ROOM |  |  |  | FF52 | MICR | 1500
9 | RO300022 | WM_PT22_Stability Chamber | PT22_STABILITY CHAMBER |  |  |  | FF19 | QCFF | 1500
9 | RO300023 | WM_PT23_Wet Chemistry Lab | PT23_WET CHEMISTRY LAB |  |  |  | FF40 | WLAB | 1500
9 | RO300024 | WM_PT24_Glassware’s Washing Room | PT24_GLASSWARE’S WASHING ROOM |  |  |  | FF41 | WLAB | 1500
9 | RO300025 | WM_PT25_Media destruction room | PT25_MICRO_MEDIA DESTRUCT ROOM |  |  |  | FF59 | MICR | 1500
9 | RO300026 | WM_PT26_Process water return line | PT26_PROCESS WATER RETURN LINE |  |  |  | FF58 | FF01 | 1500
9 | RO300027 | WM_PT27_After feed tank and Inlet to RO2 | PT27_AFTRRO FEEDTANK & INLTRO2 |  |  |  | FF58 | FF01 | 1500
9 | RO300028 | WM_PT28_After feed tank and Inlet to RO2 | PT28_AFTRRO FEED TANK&INLETRO2 |  |  |  | FF58 | FF01 | 1500
9 | RO300029 | WM_PT29_After Reverse Osmosis-2 | PT29_AFTER REVERSE OSMOSIS-2 |  |  |  | FF58 | FF01 | 1500
9 | RO300030 | WM_DW01_RO DRINKING WATER CANTEEN | DW01_RO DRINKING WATER CANTEEN |  |  |  |  | FF01 | 1500
6 | RW300001 | WM_RW01_Borewell-3 | RW01_BOREWELL-3 |  |  |  | NA | UTPS | 1500
6 | RW300002 | WM_RW02_Borewell-1 | RW02_BOREWELL-1 |  |  |  | NA | UTPS | 1500
6 | RW300003 | WM_PP08_Process Purification step water | PP08_PROCESSPURIFTN STEP WATER |  |  |  | NA | UTPS | 1500

## Sheet 2
Planning plant | Room | Functional Loc. | Equipment ID | Description | Sort field (Short Name Of Equipment) | Equipment Type Fixed/Portable
1500 | GF-73 | BGPL-1500-PILT | 10000177 | DYNAMIC PASS BOX_ANCILLARY ROOM-2 | DYNAMIC PASSBOX | Fixed
1500 | GF-54 | BGPL-1500-WRHS-DISP | 10000178 | DYNAMIC PASS BOX_DISPENSING ROOM-1
1500 | GF-57 | BGPL-1500-WRHS-DISP | 10000179 | DYNAMIC PASS BOX_DISPENSING ROOM-2
1500 | GF-58 | BGPL-1500-WRHS-DISP | 10000180 | DYNAMIC PASS BOX_DISPENSING ROOM-3
1500 | GF-82 | BGPL-1500-WRHS-SAMP | 10000181 | DYNAMIC PASS BOX_SAMPLING ROOM-1
1500 | GF-87 | BGPL-1500-WRHS-SAMP | 10000182 | DYNAMIC PASS BOX_SAMPLING ROOM-2
1500 | GF-53 | BGPL-1500-PRDN-WTGR | 10000183 | DYNAMIC PASS BOX_BINDER PREPARATION ROOM | DYNAMIC PASSBOX | Fixed
1500 | GF-77 | BGPL-1500-WRHS-DISP | 10000184 | DYNAMIC PASS BOX_SOLVENT DISP ROOM
1500 | GF-77 | BGPL-1500-WRHS-DISP | 10000185 | DYNAMIC PASS BOX_SOLVENT DISP ROOM
1500 | GF-66 | BGPL-1500-PILT | 10000186 | DYNAMIC PASS BOX_CORRIDOR-4 | DYNAMIC PASSBOX | Fixed
1500 | FF-52 | BGPL-1500-QLCN-MICR | 10000187 | DYNAMIC PASS BOX_MICRO
1500 | GF-31 | BGPL-1500-PRDN | 10000188 | DYNAMIC PASS BOX_SCRAP STAGING | DYNAMIC PASSBOX | Fixed
1500 | GF-15 | BGPL-1500-PRDN | 10000189 | STATIC PASS BOX_SCRAP OUT | STATIC PASSBOX | Fixed
1500 | FF-54 | BGPL-1500-QLCN-MICR | 10000190 | STATIC PASS BOX_MICRO
1500 | FF-33 | BGPL-1500-QLCN | 10000191 | STATIC PASS BOX_QC
1500 | GF-40 | BGPL-1500-PRDN-WASH | 10000192 | BIN WASH STATION_600LTR_WASHING AREA-1 | BIN WASH STATION | Fixed
1500 | FF-15 | BGPL-1500-PRDN-WASH | 10000193 | CIP_BIN WASH STATION_TECHNICAL AREA-1 | CIP OF BIN WASH STATION | Fixed
1500 | GF-99 | BGPL-1500-WRHS-FGST | 10000194 | ELECTRIC STACKER_RM AND FG STORE ROOM
1500 | GF-60 | BGPL-1500-PILT-COMP | 10000195 | COMPRESSION MACHINE_COMPRESSION AREA-2 | KAMBERT COMPRESSION M/C | Fixed
1500 | GF-23 | BGPL-1500-PRDN-COMP | 10000196 | COMPRESSION MACHINE_COMPRESSION AREA-1 | KILIAN COMPRESSION M/C | Fixed
1500 | GF-58 | BGPL-1500-WRHS-DISP | 10000197 | OFCS_DISPENSING ROOM-3 | DISPENSING-3
1500 | GF-57 | BGPL-1500-WRHS-DISP | 10000198 | OFCS_DISPENSING ROOM-2 | DISPENSING-2
1500 | GF-54 | BGPL-1500-WRHS-DISP | 10000199 | OFCS_DISPENSING ROOM-1 | DISPENSING 1
1500 | GF-82 | BGPL-1500-WRHS-SAMP | 10000200 | OFCS_SAMPLING ROOM-1 | SAMPLING-1 ROOM
1500 | GF-87 | BGPL-1500-WRHS-SAMP | 10000201 | OFCS_SAMPLING ROOM-2 | SAMPLING-2 ROOM
1500 | GF-77 | BGPL-1500-WRHS-DISP | 10000202 | OFCS_SOLVENT DISPENSING ROOM | SOLVENT DISPENSING
1500 | GF-59 | BGPL-1500-PILT-GRNP | 10000203 | HS MIXER GRANULATOR_25LTR_GRANULATION-2 | HSMG 25L | Fixed
1500 | GF-59 | BGPL-1500-PILT-GRNP | 10000204 | UNIVERSAL BLENDER 30 LTR_GRANULATION-2 | BLENDER 30 L | Fixed
1500 | GF-59 | BGPL-1500-PILT-GRNP | 10000205 | FLUID BED DRYER_25LTR_GRANULATION-2 | FBD 25 L | Fixed
1500 | GF-59 | BGPL-1500-PILT-GRNP | 10000206 | CONE MILL_10 LTR_GRANULATION-2 | CONE MILL 10L | Fixed
1500 | GF-60 | BGPL-1500-PILT-COMP | 10000207 | METAL DETECTOR_COMPRESSION AREA-2 | METAL DETECTOR | Portable
1500 | GF-59 | BGPL-1500-PILT-GRNP | 10000208 | SOLUTION PREP VESSEL_15LTR_GRANULATION-2 | SPV 15L | Fixed
1500 | GF-62 | BGPL-1500-PILT-COAT | 10000209 | TABLET COATING M/C_600MM_COATING AREA-2 | TABLET COAT M/C 600 MM | Fixed
1500 | GF-62 | BGPL-1500-PRDN-CAPS | 10000210 | LPD_200KG_CAPSULE FILLING AREA-1 | LPD 200KG | Fixed
1500 | GF-23 | BGPL-1500-PRDN-COMP | 10000211 | LPD_200KG_COMPRESSION AREA-1 | LPD 200KG | Fixed
1500 | GF-25 | BGPL-1500-PRDN-BLND | 10000212 | SQUARE BIN_500LTR_BLENDING AREA-1 | SQUARE BIN 500LTR | Portable
1500 | GF-25 | BGPL-1500-PRDN-BLND | 10000213 | PILLAR BLENDER_1200LTR_BLENDING AREA-1 | PILLAR BLENDER 1200LTR | Fixed
1500 | GF-28 | BGPL-1500-PRDN-WTGR | 10000214 | HS MIXER GRANULATOR_300LTR_GRANULATION-1 | HSMG 300LTR | Fixed
1500 | GF-28 | BGPL-1500-PRDN-WTGR | 10000215 | FLUID BED DRYER_300LTR_GRANULATION-1 | FBD 300LTR | Fixed
1500 | GF-23 | BGPL-1500-PRDN-COMP | 10000216 | METAL DETECTOR CUM DEDUSTER_COMP AREA-1 | METAL DETECT CUM DEDUST | Fixed
1500 | GF-53 | BGPL-1500-PRDN-WTGR | 10000217 | SOLUTION PREP VESSEL_50LTR_GRANULATION-1 | SPV 50LTR | Fixed
1500 | GF-35 | BGPL-1500-PRDN-COAT | 10000218 | TABLET COATING M/C_1200MM_COATING AREA-1 | TABLET COAT M/C 1200 MM | Fixed
1500 | GF-28 | BGPL-1500-PRDN-WTGR | 10000219 | VACUUM CLEANER_GRANULATION-1 | VACUUM CLEANER | Portable
1500 | GF-28 | BGPL-1500-PRDN-WTGR | 10000220 | IBC BIN_50LTR_GRANULATION-1 | IBC BIN 50LTR | Portable
1500 | GF-28 | BGPL-1500-PRDN-WTGR | 10000221 | IBC BIN_50LTR_GRANULATION-1 | IBC BIN 50LTR | Portable
1500 | GF-28 | BGPL-1500-PRDN-WTGR | 10000222 | IBC BIN_50LTR_GRANULATION-1 | IBC BIN 50LTR | Portable
1500 | GF-28 | BGPL-1500-PRDN-WTGR | 10000223 | IBC BIN_50LTR_GRANULATION-1 | IBC BIN 50LTR | Portable
1500 | GF-28 | BGPL-1500-PRDN-WTGR | 10000224 | IBC BIN_100LTR_GRANULATION-1 | IBC BIN 100LTR | Portable
1500 | GF-28 | BGPL-1500-PRDN-WTGR | 10000225 | IBC BIN_100LTR_GRANULATION-1 | IBC BIN 100LTR | Portable
1500 | GF-28 | BGPL-1500-PRDN-WTGR | 10000226 | IBC BIN_100LTR_GRANULATION-1 | IBC BIN 100LTR | Portable
1500 | GF-28 | BGPL-1500-PRDN-WTGR | 10000227 | IBC BIN_100LTR_GRANULATION-1 | IBC BIN 100LTR | Portable
1500 | GF-28 | BGPL-1500-PRDN-WTGR | 10000228 | IBC BIN_200LTR_GRANULATION-1 | IBC BIN 200LTR | Portable
1500 | GF-28 | BGPL-1500-PRDN-WTGR | 10000229 | IBC BIN_200LTR_GRANULATION-1 | IBC BIN 200LTR | Portable
1500 | GF-28 | BGPL-1500-PRDN-WTGR | 10000230 | IBC BIN_200LTR_GRANULATION-1 | IBC BIN 200LTR | Portable
1500 | GF-28 | BGPL-1500-PRDN-WTGR | 10000231 | IBC BIN_200LTR_GRANULATION-1 | IBC BIN 200LTR | Portable
1500 | GF-28 | BGPL-1500-PRDN-WTGR | 10000232 | IBC BIN_200LTR_GRANULATION-1 | IBC BIN 200LTR | Portable
1500 | GF-28 | BGPL-1500-PRDN-WTGR | 10000233 | PERISTALTIC PUMP_RMG300LTR_GRANULATION-1 | PERIST PUMP OF RMG300L | Portable
1500 | GF-59 | BGPL-1500-PILT-GRNP | 10000234 | VIBRO SIFTER_12INCH_GRANULATION-2 | VIBRO SIFTER 12INCH | Fixed
1500 | GF-42 | BGPL-1500-PRDN | 10000235 | TAB AND CAPS INSPECTION M/C_INSPECTION | TAB & CAPS INSP M/C | Portable
1500 | GF-42 | BGPL-1500-PRDN | 10000236 | TAB AND CAPS INSPECTION M/C_INSPECTION | TAB & CAPS INSP M/C | Portable
1500 | GF-49 | BGPL-1500-PRDN-BOTG | 10000240 | IND SEAL MACHINE_BOTTLE FILL SEAL AREA | INDUCT SEAL MACHINE | Fixed
1500 | GF-22 | BGPL-1500-PRDN-CAPS | 10000244 | METAL DETECTOR_CAPSULE FILLING AREA-1 | METAL DETECTOR | Fixed
1500 | GF-22 | BGPL-1500-PRDN-CAPS | 10000245 | CAPSULE FILLING M/C_CAPS FILL AREA-1 | CAPSULE FILLING M/C | Fixed
1500 | GF-22 | BGPL-1500-PRDN-CAPS | 10000246 | DEDUST & POLISHING M/C_CAPS FILL AREA-1 | DEDUST & POLISH M/C | Fixed
1500 | GF-22 | BGPL-1500-PRDN-CAPS | 10000247 | CAPSULE SORTING M/C_CAPS FILL AREA-1 | CAPSULE SORTING M/C | Fixed
1500 | GF-22 | BGPL-1500-PRDN-CAPS | 10000248 | EMPTY CAPSULE SORTER_CAPS FILL AREA-1 | EMPTY CAPSULE SORTER | Fixed
1500 | GF-91 | BGPL-1500-WRHS-RMPM | 10000249 | DEDUSTING BOOTH_DEDUSTING ROOM
1500 | GF-57 | BGPL-1500-PILT-BLST | 10000250 | BLISTER PACKAGING M/C_SS BLISTER PACK | BLISTER PACK M/C | Fixed
1500 | FF-15 | BGPL-1500-UTLY-FF01 | 10000251 | BMS SYSTEM_TECHNICAL AREA-1
1500 | GF-50 | BGPL-1500-PRDN-BLST | 10000252 | BLISTER PACK M/C_BLISTER FILLING AREA | BLISTER PACK M/C | Fixed
1500 | GF-52 | BGPL-1500-PRDN-PACK | 10000253 | CARTONING MACHINE_PACKING AREA | CARTONING M/C | Fixed
1500 | GF-28 | BGPL-1500-PRDN-WTGR | 10000255 | IBC BIN_50LTR_GRANULATION-1 | IBC BIN 50LTR | Portable
1500 | GF-28 | BGPL-1500-PRDN-WTGR | 10000256 | IBC BIN_100LTR_GRANULATION-1 | IBC BIN 100LTR | Portable
1500 | GF-38 | BGPL-1500-PRDN-WTGR | 10000257 | IR DRYER_CLEANED EQUIP. STORAGE AREA-1 | IR DRYER | Portable
1500 | GF-38 | BGPL-1500-PRDN-WTGR | 10000258 | IR DRYER_CLEANED EQUIP. STORAGE AREA-1 | IR DRYER | Portable
1500 | GF-70 | BGPL-1500-PILT-GRNP | 10000259 | IR DRYER_CLEANED EQUIP.STORAGE AREA-2 | IR DRYER | Portable
1500 | GF-34 | BGPL-1500-PRDN-COAT | 10000260 | SOLUTION HOLDING TANK_COATING AREA-1 | SOL HOLD TANK | Portable
1500 | GF-62 | BGPL-1500-PILT-COAT | 10000261 | SOLUTION HOLDING TANK_COATING AREA-2 | SOL HOLD TANK | Portable
1500 | GF-50 | BGPL-1500-PRDN-PACK | 10000262 | DEBLISTERING MACHINE_BLISTER FILL AREA | DEBLISTERING M/C | Portable
1500 | GF-59 | BGPL-1500-PILT-GRNP | 10000263 | PERISTALTIC PUMP_RMG25LTR_GRANULATION-2 | PERISTALTIC PUMP OF RMG25L | Portable
1500 | GF-28 | BGPL-1500-PRDN-WTGR | 10000264 | VIBRO SIFTER_30INCH_GRANULATION-1 | VIBRO SIFTER 30INCH | Portable
1500 | GF-23 | BGPL-1500-PRDN-COMP | 10000265 | DUST EXTRACTOR_COMPRESSION AREA-1 | DUST EXTRACTOR | Fixed
1500 | GF-23 | BGPL-1500-PRDN-COMP | 10000266 | DIA TABLE EXCHANGER_COMPRESSION AREA-1 | ROMACO DIA TABLE EXCH | Portable
1500 | GF-22 | BGPL-1500-PRDN-CAPS | 10000267 | SORTER ELEVATOR_CAPSULE FILLING AREA-1 | SORTER ELEV CAPSULE | Fixed
1500 | GF-22 | BGPL-1500-PRDN-CAPS | 10000268 | CHECKWEIGHER_CAPSULE FILLING AREA-1 | CHECKWEIGHER | Fixed
1500 | GF-22 | BGPL-1500-PRDN-CAPS | 10000269 | ADU_CAPSULE FILLING AREA-1 | ADU | Fixed
1500 | GF-22 | BGPL-1500-PRDN-CAPS | 10000270 | CADU_CAPSULE FILLING AREA-1 | CADU | Fixed
1500 |  | BGPL-1500-PRDN | 10000271 | PALLET TROLLY_PRODUCTION | PALLET TROLLEY | Portable
1500 | GF-25 | BGPL-1500-PRDN-BLND | 10000272 | WIP SYSTEM_BLENDING AREA-1 | WIP BLENDING | Fixed
1500 |  | BGPL-1500-PRDN | 10000273 | PALLET TROLLY_PRODUCTION | PALLET TROLLEY | Portable
1500 | GF-25 | BGPL-1500-PRDN-BLND | 10000276 | SQUARE BIN_1200LTR_BLENDING AREA-1 | SQUARE BIN 1200LTR | Portable
1500 |  | BGPL-1500-QLCN-INSR | 10000277 | Unused Code
1500 | GF-36 | BGPL-1500-PRDN-IPQC | 10000279 | LEAK TEST APPARATUS_IPQC AREA-1 | LEAK TEST | Portable
1500 | GF-61 | BGPL-1500-PILT-IPQC | 10000280 | LEAK TEST APPARATUS_IPQC AREA-2 | LEAK TEST | Portable
1500 | GF-59 | BGPL-1500-PILT-GRNP | 10000283 | SQUARE BIN_15LTR_GRANULATION-2 | SQUARE BIN 15LTR | Fixed
1500 | GF-59 | BGPL-1500-PILT-GRNP | 10000284 | SQUARE BIN_30LTR_GRANULATION-2 | SQUARE BIN 30LTR | Fixed
1500 | GF-28 | BGPL-1500-PRDN-WTGR | 10000285 | CONE MILL_250LTR_GRANULATION-1 | CONE MILL 250LTR | Fixed
1500 | FF-15 | BGPL-1500-PRDN-WTGR | 10000287 | CYCLONE SEPARATOR_TECHNICAL AREA-1 | CYCLONE SEPARAT | Fixed
1500 | GF-28 | BGPL-1500-PRDN-WTGR | 10000288 | PTS_500KG_GRANULATION-1 | PTS 500KG | Fixed
1500 | GF-36 | BGPL-1500-PRDN-IPQC | 10000289 | TABLET TESTER_IPQC AREA-1 | TABLET TESTER | Portable
1500 | GF-36 | BGPL-1500-PRDN-IPQC | 10000290 | HALOGEN MOISTURE ANALYZER_IPQC AREA-1 | HALOGEN MOIST ANALYZER | Portable
1500 | GF-36 | BGPL-1500-PRDN-IPQC | 10000291 | FRIABILITY APPARATUS_IPQC AREA-1 | FRIABLITY | Portable
1500 | GF-36 | BGPL-1500-PRDN-IPQC | 10000292 | DISINTEGRATION TESTER_IPQC AREA-1 | DISINTIGRATION TESTER | Portable
1500 | GF-36 | BGPL-1500-PRDN-IPQC | 10000293 | WEIGHING BALANCE_220 GM_IPQC AREA-1 | WEIGH BAL 220 GM | Portable
1500 | GF-61 | BGPL-1500-PILT-IPQC | 10000294 | TABLET TESTER_IPQC AREA-2 | TABLET TESTER | Portable
1500 | GF-61 | BGPL-1500-PILT-IPQC | 10000295 | HALOGEN MOISTURE ANALYZER_IPQC AREA-2 | HALOGEN MOIST ANALYZER | Portable
1500 | GF-61 | BGPL-1500-PILT-IPQC | 10000296 | FRIABILITY APPARATUS_IPQC AREA-2 | FRIABILITY | Portable
1500 | GF-61 | BGPL-1500-PILT-IPQC | 10000297 | DISINTEGRATION TESTER_IPQC AREA-2 | DISINTEGRATION TESTER | Portable
1500 | GF-61 | BGPL-1500-PILT-IPQC | 10000298 | WEIGHING BALANCE_220GM_IPQC AREA-2 | WEIGH BAL 220 GM | Portable
1500 |  | BGPL-1500-PRDN-COMP | 10000301 | TOOL POLISH M/C_COMPRESSION AREA-1 | TOOL POLISHING M/C | Portable
1500 | GF-95 | BGPL-1500-WRHS-RMPM | 10000303 | DOCK LEVELLER_SPM+PPM RECEIPT BAY
1500 | GF-95 | BGPL-1500-WRHS-RMPM | 10000304 | DOCK LEVELLER_FG DISPATCH BAY
1500 | GF-92 | BGPL-1500-WRHS-RMPM | 10000305 | DOCK LEVELLER_RM RECEIPT BAY
1500 | GF-91 | BGPL-1500-WRHS-RMPM | 10000306 | RAPID SHUTTER DOOR_DEDUSTING ROOM
1500 | GF-92 | BGPL-1500-WRHS-RMPM | 10000307 | RAPID SHUTTER DOOR_RM RECEIPT BAY
1500 | GF-91 | BGPL-1500-WRHS-RMPM | 10000308 | RAPID SHUTTER DOOR_DEDUSTING ROOM
1500 | GF-95 | BGPL-1500-WRHS-RMPM | 10000309 | RAPID SHUTTER DOOR_FG DISPATCH BAY
1500 | GF-95 | BGPL-1500-WRHS-RMPM | 10000310 | RAPID SHUTTER DOOR_SPM+PPM RECEIPT BAY
1500 | GF-99 | BGPL-1500-WRHS-FGST | 10000311 | RAPID SHUTTER DOOR_RM AND FG STORE ROOM
1500 | GF-99 | BGPL-1500-WRHS-FGST | 10000312 | RAPID SHUTTER DOOR_RM AND FG STORE ROOM
1500 | GF-95 | BGPL-1500-WRHS-RMPM | 10000313 | AL ROLLING SHUTTER_SPM+PPM RECEIPT BAY
1500 | GF-95 | BGPL-1500-WRHS-RMPM | 10000314 | AL ROLLING SHUTTER_FG DISPATCH BAY
1500 | GF-92 | BGPL-1500-WRHS-RMPM | 10000315 | AL ROLLING SHUTTER_RM RECEIPT BAY
1500 | GF-95 | BGPL-1500-WRHS-RMPM | 10000316 | VACUUM CLEANER_WAREHOUSE
1500 |  | BGPL-1500-PRDN | 10000317 | FOGGER_PRODUCTION | FOGGER | Portable
1500 |  | BGPL-1500-PRDN | 10000318 | HYD.PALLET TROLLY_PRODUCTION | HYD PALLET TROLLY | Portable
1500 |  | BGPL-1500-PRDN | 10000319 | HYD.PALLET TROLLY_PRODUCTION | HYD PALLET TROLLY | Portable
1500 |  | BGPL-1500-PRDN | 10000320 | HYD.PALLET TROLLY_PRODUCTION | HYD PALLET TROLLY | Portable
1500 |  | BGPL-1500-PRDN | 10000321 | HYD.PALLET TROLLY_PRODUCTION | HYD PALLET TROLLY | Portable
1500 |  | BGPL-1500-PRDN | 10000322 | HYD.PALLET TROLLY_PRODUCTION | HYD PALLET TROLLY | Portable
1500 | FF-15 | BGPL-1500-PRDN-BLST | 10000323 | PORTABLE CHILLER_5TR_TECHNICAL AREA-1 | PORTABLE CHILLER | Portable
1500 | GF-59 | BGPL-1500-PILT-GRNP | 10000324 | OVERHEAD MINI STIRRER_GRANULATION-2 | OVERHEAD MINI STIRRER | Fixed
1500 | GF-93 | BGPL-1500-WRHS-RMPM | 10000325 | BARCODE SCANNER_WAREHOUSE
1500 | GF-94 | BGPL-1500-WRHS-RMPM | 10000326 | BARCODE SCANNER_WAREHOUSE
1500 | GF-95 | BGPL-1500-WRHS-RMPM | 10000327 | BARCODE SCANNER_WAREHOUSE
1500 |  | BGPL-1500-PRDN | 10000328 | BARCODE SCANNER_PRODUCTION | BARCODE SCANNER | Portable
1500 |  | BGPL-1500-PRDN | 10000329 | BARCODE SCANNER_PRODUCTION | BARCODE SCANNER | Portable
1500 |  | BGPL-1500-PRDN-WTGR | 10000330 | SIEVE INSPECTION KIT_GRANULATION-1 | SIEVE INSP KIT | Portable
1500 | GF-75 | BGPL-1500-WRHS-DISP | 10000332 | AIR CURTAIN_SOLVENT DISPENSING ROOM | SOLVENT ENTRY AIRLOCK
1500 | GF-95 | BGPL-1500-WRHS-RMPM | 10000333 | AIR CURTAIN_SPM+PPM RECEIPT BAY | SPM + PPM RECEIPT BAY
1500 | GF-96 | BGPL-1500-WRHS-RMPM | 10000334 | AIR CURTAIN_FG DISPATCH BAY | FG DISPATCH BAY
1500 | GF-96 | BGPL-1500-WRHS-FGST | 10000335 | AIR CURTAIN_RM RECEIPT BAY
1500 | FF-15 | BGPL-1500-UTLY-FF01 | 10000336 | AIR CURTAIN_TECHNICAL AREA-1
1500 | FF-15 | BGPL-1500-UTLY-FF01 | 10000337 | AIR CURTAIN_TECHNICAL AREA-1
1500 | FF-01 | BGPL-1500-UTLY-FF01 | 10000338 | AIR CURTAIN_OPEN PANTRY AREA | OFFICE ENTRY
1500 | GF-01 | BGPL-1500-UTLY-UTPS | 10000339 | AIR CURTAIN_MAIN ENTRANCE LOBBY
1500 | GF-28 | BGPL-1500-PRDN-WTGR | 10000342 | PERISTALTIC PUMP _60LPM_GRANULATION-1 | PERIST PUMP 60LPM | Portable
1500 |  | BGPL-1500-WRHS-RMPM | 10000343 | FLOOR CLEANING MACHINE_WAREHOUSE
1500 | GF-50 | BGPL-1500-PRDN-BLST | 10000344 | INKJET PRINTER_200 B/M_BLISTER FILL AREA | INKJET PRINTER 200 B/M | Fixed
1500 | GF-22 | BGPL-1500-PRDN-CAPS | 10000346 | SORTER ELEVATOR_FCE200_CAPSULE FILL AREA | SORTER ELEVATOR | Fixed
1500 | GF-40 | BGPL-1500-PRDN-WASH | 10000347 | EQUIPMENT CALENING M/C_WASH AREA-1 | KARCHER EQ CLEAN M/C | Fixed
1500 | GF-50 | BGPL-1500-PRDN-BLST | 10000348 | Camera system_Blister Filling area | CAMERA SYSTEM | Fixed
1500 | GF-61 | BGPL-1500-PILT-IPQC | 10000353 | ELECTROMAGNETIC SIEVE SHAKER_IPQC-2 | ELECTRM SIEVE SHAKER | Portable
1500 | GF-52 | BGPL-1500-PRDN-PACK | 10000354 | TRACK AND TRACE SYSTEM_PACKING AREA | TRACK & TRACE SYSTEM | Fixed
1500 | GF-52 | BGPL-1500-PRDN-PACK | 10000355 | LABEL APPLICATOR_REPLACED 10000365 | LABEL APPLICATOR | Fixed
1500 | GF-52 | BGPL-1500-PRDN-PACK | 10000356 | SHRINK WRAPPING MACHINE_PACKING AREA | SHRINK WRAP MACHINE | Portable
1500 | GF-61 | BGPL-1500-PILT-IPQC | 10000359 | TAP DENSITY TESTER_IPQC AREA-2 | TAP DENSITY TESTER | Portable
1500 | GF-40 | BGPL-1500-PRDN-WASH | 10000360 | EQUIPMENT CLEANING M/C_WASH AREA-1 | KARCHER EQ CLEAN M/C | Portable
1500 | GF-52 | BGPL-1500-PRDN-PACK | 10000365 | LABEL APPLICATOR_PACKING AREA | LABEL APPLICATOR | Fixed
1500 | GF-22 | BGPL-1500-PRDN-CAPS | 10000372 | VACCUM CLEANER_33 LTR_CAPS FILL AREA-1 | VACCUM CLEANER 33LTR | Portable
1500 | GF-34 | BGPL-1500-PRDN-COAT | 10000373 | SOLUTION PREP VESSEL_200LTR_COAT AREA-1 | SPV 200LTR | Portable
1500 | GF-34 | BGPL-1500-PRDN-COAT | 10000374 | MOBILE TYPE STIRRER_COATING AREA-1 | MOBILE TYPE STIRRER | Portable
1500 | GF-51 | BGPL-1500-PRDN-SACT | 10000376 | SACHET FILLING M/C_140S/M_SACH FILL AREA | SACHET FILLING M/C | Fixed
1500 | FG-52 | BGPL-1500-PRDN-PACK | 10000377 | STICKER LABLING M/C WITH CONVEYOR_250CPM | STICK LABL M/C WITH CONVEYOR | Fixed
1500 | GF-51 | BGPL-1500-PRDN-SACT | 10000378 | STRIP PACKING M/C_4500TAB/M_SACH FILL A. | STRIP PACKING M/C | Fixed
1500 | GF-23 | BGPL-1500-PRDN-COMP | 10000380 | TWIN SCREW VOLUMETRIC FEEDER_COMP.AREA-1 | TWIN SCREW VOL FEEDER | Portable
1500 | GF-51 | BGPL-1500-PRDN-SACT | 10000381 | THERMAL INKJET PRINTER_SACHET FILL AREA | THERMAL INKJET PRINTER | Fixed
1500 |  | BGPL-1500-PRDN | 10000390 | BAND SEALER MACHINE_PRODUCTION AREA | BAND SEALER M/C | Portable
1500 | GF-28 | BGPL-1500-PRDN-WTGR | 10000392 | PERISTALTIC PUMP_10L/M_GRANULATION-01 | PERIST PUMP 10L | Fixed
1500 | GF-28 | BGPL-1500-PRDN-WTGR | 10000402 | VIBRO SHIFTER 30"_250 KG/H_GRANULATION-1 | VIBRO SHIFTER 30" | Portable
1500 | GF-26 | BGPL-1500-PRDN-DRGR | 10000403 | ROLL COMPACTOR_200KG/H_DRY GRANULATION | ROLL COMPACTOR | Fixed
1500 | GF-26 | BGPL-1500-PRDN-DRGR | 10000404 | VIBROTORY SHIFTER_200 KG/H_D GRANULATION | VIBROTORY SIFTER | Fixed
1500 | GF-26 | BGPL-1500-PRDN-DRGR | 10000405 | PTS_200 KG/H_DRY GRANULATION | PTS 200 KG/H | Fixed
1500 | GF-51 | BGPL-1500-PRDN-SACT | 10000406 | PTS_150 KG/H_SACHET FILLING AREA | PTS 150 KG/H | Fixed
1500 | FF-15 | BGPL-1500-UTLY-FF01 | 10000441 | DUST COLLECTOR_1020CMH_GRANULATION-1 | DRY GRANULATION
1500 | GF-28 | BGPL-1500-PRDN-WTGR | 10000443 | OVERHEAD STIRRER_GRANULATION-1 | OVERHEAD STIRRER | Portable
1500 | GF-51 | BGPL-1500-PRDN-SACT | 10000444 | DYNAMIC PASSBOX_SACHET FILLING AREA | DYNAMIC PASSBOX | Fixed
1500 | GF-25 | BGPL-1500-PRDN-BLND | 10000445 | SQUARE BIN_150 L_BLENDING AREA-1 | SQUARE BIN 150L | Portable
1500 | GF-126 | BGPL-1500-PRDN-WGR5 | 10000449 | HSG WITH WET MILL_1200L_GRANULATION-5 | HSG WITH WET MILL 1200L | Fixed
1500 | GF-126 | BGPL-1500-PRDN-WGR5 | 10000450 | FLUID BED PROCESSOR_1200L_GRANULATION-5 | FBP 1200L | Fixed
1500 | GF-126 | BGPL-1500-PRDN-WGR5 | 10000451 | SILO_1200L_GRANULATION-5 | SILO 1200L | Fixed
1500 | GF-126 | BGPL-1500-PRDN-WGR5 | 10000452 | DRY MILL_GRANULATION-5 | DRY MILL | Fixed
1500 | GF-156 | BGPL-1500-PRDN-WGR4 | 10000453 | HSG WITH WET MILL_800L_GRANULATION-4 | HSG WITH WET MILL 800L | Fixed
1500 |  | BGPL-1500-PRDN-WGR4 | 10000454 | FLUID BED PROCESSOR_800l_GRANULATION-4 | FBP 800 L | Fixed
1500 | GF-156 | BGPL-1500-PRDN-WGR4 | 10000455 | SILO_800L_GRANULATION-4 | SILO 800L | Fixed
1500 | GF-156 | BGPL-1500-PRDN-WGR4 | 10000456 | DRY MILL_GRANULATION-4 | DRY MILL | Fixed
1500 | GF-142 | BGPL-1500-PRDN-COT3 | 10000457 | TABLET AUTO COATER_700L_COATING AREA-3 | TAB AUTO COATER 700L | Fixed
1500 | GF-143 | BGPL-1500-PRDN-COT4 | 10000458 | TABLET AUTO COATER_700L_COATING AREA-4 | TAB AUTO COATER 700L | Fixed
1500 | GF-137 | BGPL-1500-PRDN-WSH3 | 10000459 | BIN WASHING STATION_WASH AREA-3 | BIN WASH STATION | Fixed
1500 | GF-137 | BGPL-1500-PRDN-WSH3 | 10000460 | BIN WASHING STATION_WASH AREA-3 | BIN WASH STATION | Fixed
1500 | GF-128 | BGPL-1500-PRDN-BLN2 | 10000479 | OCTAGONAL BLENDER_4500L_BLENDING AREA-2 | OCTA BLENDER 4500L | Fixed
1500 | GF-128 | BGPL-1500-PRDN-BLN2 | 10000480 | PTS_3000KG/HR_BLENDING AREA-2 | PTS 3000KG | Fixed
1500 | GF-147 | BGPL-1500-PRDN-VTDR | 10000487 | VACUUM TRAY DRYER_96 TRAY_VTD ROOM | VTD 96 TRAY | Fixed
1500 |  | BGPL-1500-QLCN-INSR | 20001086 | PRESSURE GAUGE_PARTICLE SIZE ANALYZER_QC | ON PARTICAL SIZE ANALYZER
1500 |  | BGPL-1500-QLCN-INSR | 20001087 | PRESSURE GAUGE_PARTICLE SIZE ANALYZER_QC | ON PARTICAL SIZE ANALYZER
1500 | GF-20 | BGPL-1500-UTLY-UTPS | 20001282 | PG_BOILER_MAIN BOILER PRESSURE | MAIN BOILER PRESSURE
1500 | GF-20 | BGPL-1500-UTLY-UTPS | 20001283 | PG_BOILER_OIL PRESSURE | OIL PRESSURE
1500 | GF-20 | BGPL-1500-UTLY-UTPS | 20001284 | PG_BOILER_FEED WATER PRESSURE | FEED WATER PRESSURE
1500 | GF-20 | BGPL-1500-UTLY-UTPS | 20001285 | PG_BOILER_FEED WATER PRESSURE | FEED WATER PRESSURE
1500 | GF-20 | BGPL-1500-UTLY-UTPS | 20001286 | PG_BOILER_INLET PRESSURE PRS STATION | INLET PRESSURE PRS STATION
1500 | GF-20 | BGPL-1500-UTLY-UTPS | 20001287 | PG_BOILER_OUTLET PRESSURE PRS STATION | OUTLET PRSSURE PRS STATION
1500 | GF-20 | BGPL-1500-UTLY-UTPS | 20001288 | PG_BOILER_CONDENSATE RECOVERY OUTLET | CONDENSATE RECOVERY OUTLET
1500 | GF-20 | BGPL-1500-UTLY-UTPS | 20001289 | PG_BOILER_CONDENSATE RECOVERY LINE | ON CONDENSET RECOVERY LINE
1500 | GF-20 | BGPL-1500-UTLY-UTPS | 20001290 | PG_BOILER_CONDENSATE RECOVERY LINE | ON CONDENSET RECOVERY INLET
1500 |  | BGPL-1500-UTLY-UTYO | 20001291 | BR/CV01_ON PRS STATION
1500 | GF-20 | BGPL-1500-UTLY-UTPS | 20001292 | PS_BOILER_BOILER PRESSURE | BOILER PRESSURE
1500 | GF-20 | BGPL-1500-UTLY-UTPS | 20001293 | PS_BOILER_BOILER PRESSURE | BOILER PRESSURE
1500 | GF-20 | BGPL-1500-UTLY-UTPS | 20001294 | TG_BOILER_OIL TEMPERATURE | OIL TEMPERATURE
1500 | GF-20 | BGPL-1500-UTLY-UTPS | 20001295 | TS_BOILER_STACK TEMPERATURE | STACK TEMPERATURE
1500 | GF-20 | BGPL-1500-UTLY-UTPS | 20001296 | TS_BOILER_OIL TEMP NEAR HEATER | OIL TEMPERATURE NEAR HEATER
1500 | GF-20 | BGPL-1500-UTLY-UTPS | 20001297 | TC_BOILER_ON PANEL | ON PANEL
1500 | GF-20 | BGPL-1500-UTLY-UTPS | 20001298 | TC_BOILER_ON PANEL | ON PANEL
1500 | GF-20 | BGPL-1500-UTLY-UTPS | 20001299 | SV_BOILER_DRUM PRESSURE | DRUM PRESSURE
1500 | GF-20 | BGPL-1500-UTLY-UTPS | 20001300 | SV_BOILER_DRUM PRESSURE | DRUM PRESSURE
1500 | GF-20 | BGPL-1500-UTLY-UTPS | 20001301 | SV_BOILER_PRS STATION | PRS STATION
1500 | GF-20 | BGPL-1500-UTLY-UTYO | 20001302 | PG_CHILLER_CONDENSATE INLET LINE | CONDENSER INLET LINE
1500 | GF-20 | BGPL-1500-UTLY-UTYO | 20001303 | PG_CHILLER_CONDENSATE OUTLET LINE | CONDENSER OUTLET LINE
1500 | GF-20 | BGPL-1500-UTLY-UTYO | 20001304 | PG_CHILLER_EVAPORATOR INLET LINE | EVAPORATOR INLET LINE
1500 | GF-20 | BGPL-1500-UTLY-UTYO | 20001305 | PG_CHILLER_EVAPORATOR OUTLET LINE | EVAPORATOR OUTLET LINE
1500 | GF-20 | BGPL-1500-UTLY-UTYO | 20001306 | TG_CHILLER_CONDENSATE IN | CONDENSER IN
1500 | GF-20 | BGPL-1500-UTLY-UTYO | 20001307 | TG_CHILLER_CONDENSATE OUT | CONDENSER OUT
1500 | GF-20 | BGPL-1500-UTLY-UTYO | 20001308 | TG_CHILLER_EVAPORATOR IN | EVAPORATOR IN
1500 | GF-20 | BGPL-1500-UTLY-UTYO | 20001309 | TG_CHILLER_EVAPORATOR OUT | EVAPORATOR OUT
1500 | GF-20 | BGPL-1500-UTLY-UTYO | 20001310 | TS_CHILLER_EVAPORATOR WATER OUT | EVAPORATOR WATER OUT
1500 | GF-20 | BGPL-1500-UTLY-UTYO | 20001311 | TS_CHILLER_EVAPORATOR WATER IN | EVAPORATOR WATER IN
1500 | GF-20 | BGPL-1500-UTLY-UTYO | 20001312 | TS_CHILLER_CONDENSER WATER OUT | CONDENSER WATER OUT
1500 | GF-20 | BGPL-1500-UTLY-UTYO | 20001313 | TS_CHILLER_CONDENSER WATER IN | CONDENSER WATER IN
1500 | GF-20 | BGPL-1500-UTLY-UTYO | 20001314 | TS_CHILLER_DISCHARGE LINE | DISCHARGE LINE
1500 | GF-20 | BGPL-1500-UTLY-UTYO | 20001315 | TS_CHILLER_MOTOR TEMP COMP DISCH SIDE | MOTOR TEMP.COMP.DISCH. SIDE
1500 | GF-20 | BGPL-1500-UTLY-UTYO | 20001316 | PT_CHILLER_EVAPORATOR TOP | TOP OF THE EVAPORATOR
1500 | GF-20 | BGPL-1500-UTLY-UTYO | 20001317 | PT_CHILLER_CONDENSER TOP | TOP OF THE CONDENSER
1500 | GF-20 | BGPL-1500-UTLY-UTYO | 20001318 | PT_CHILLER_OIL SUPPLY LINE | OIL SUPPLY LINE
1500 | GF-20 | BGPL-1500-UTLY-UTYO | 20001319 | TS_CHILLER_CHILLED WATER SUPPLY | CHILLER CHWS
1500 | GF-20 | BGPL-1500-UTLY-UTYO | 20001320 | TS_CHILLER_CHILLED WATER RETURN | CHILLER CHWR
1500 | GF-20 | BGPL-1500-UTLY-UTYO | 20001321 | PG_HWS_STEAM INLET | HOT WATER STEAM INLET
1500 | GF-20 | BGPL-1500-UTLY-UTYO | 20001322 | PG_HWS_STEAM INLET | HOT WATER STEAM LINE INLET
1500 | GF-20 | BGPL-1500-UTLY-UTYO | 20001323 | PG_HWS_HW PUMP OUTLET | HOT WATER PUMP OUTLET
1500 | GF-20 | BGPL-1500-UTLY-UTYO | 20001324 | TS_HWS_HW SUPPLY LINE | HOT WATER SUPPLY LINE
1500 | GF-20 | BGPL-1500-UTLY-UTYO | 20001325 | DF_TC_HWS_ON PANEL STEAM TEMP | ON PANEL STEAM TEMP.
1500 | GF-20 | BGPL-1500-UTLY-UTYO | 20001326 | CV_HWS_STEAM OUTLET | STEAM OUTLET
1500 | GF-20 | BGPL-1500-UTLY-UTYO | 20001327 | TG_HWS_HOT WATER OUTELT | HOT WATER OUTLET
1500 | GF-20 | BGPL-1500-UTLY-UTYO | 20001328 | PG_HWS_HOT WATER OUTELT | HOT WATER OUTLET
1500 | GF-20 | BGPL-1500-UTLY-UTYO | 20001329 | TS_HWS_HOT WATER SUPPLY | HOT WATER SYSTEM HWS
1500 | GF-20 | BGPL-1500-UTLY-UTYO | 20001330 | TS_HWS_HOT WATER RETURN | HOT WATER SYSTEM HWR
1500 | GF-20 | BGPL-1500-UTLY-UTYO | 20001331 | PG_CHWS PUMP-1_PUMP OUTLET | CHILLED WATER PUMP OUT LET
1500 | GF-20 | BGPL-1500-UTLY-UTYO | 20001332 | PG_CHWS PUMP-2_PUMP OUTLET | CHILLED WATER PUMP OUTLET
1500 | GF-20 | BGPL-1500-UTLY-UTYO | 20001333 | PG_CHWP PUMP-1_PUMP OUTLET | CHILLED WATER PUMP OUTLET
1500 | GF-20 | BGPL-1500-UTLY-UTYO | 20001334 | PG_CHWP PUMP-2_PUMP OUTLET | CHILLED WATER PUMP OUTLET
1500 | GF-20 | BGPL-1500-UTLY-UTYO | 20001335 | PG_CT PUMP-1_PUMP OUTLET | COOLING TOWER PUMP OUTLET
1500 | GF-20 | BGPL-1500-UTLY-UTYO | 20001336 | PG_CT PUMP-2_PUMP OUTLET | COOLING TOWER PUMP OUTLET
1500 | GF-20 | BGPL-1500-UTLY-UTYO | 20001337 | PG_COOLING TOWER_INLET LINE | COOLING TOWER INLET LINE
1500 | GF-20 | BGPL-1500-UTLY-UTYO | 20001338 | TG_COOLING TOWER_INLET LINE | COOLING TOWER INLET LINE
1500 | GF-20 | BGPL-1500-UTLY-UTYO | 20001339 | TG_CHWS PUMP-1_PUMP OUTLET | CHILLED WATER PUMP OUTLET
1500 | GF-20 | BGPL-1500-UTLY-UTYO | 20001340 | TG_CHWS PUMP-2_PUMP OUTLET | CHILLED WATER PUMP OUTLET
1500 | GF-20 | BGPL-1500-UTLY-UTYO | 20001341 | TG_CHWP PUMP-1_PUMP OUTLET | CHILLED WATER PUMP OUTLET
1500 | GF-20 | BGPL-1500-UTLY-UTYO | 20001342 | TG_CHWP PUMP-2_PUMP OUTLET | CHILLED WATER PUMP OUTLET
1500 | GF-20 | BGPL-1500-UTLY-UTYO | 20001343 | TG_CT PUMP-1_PUMP OUTLET | COOLING TOWER PUMP OUTLET
1500 | GF-20 | BGPL-1500-UTLY-UTYO | 20001344 | TG_CT PUMP-2_PUMP OUTLET | COOLING TOWER PUMP OUTLET
1500 | GF-20 | BGPL-1500-UTLY-UTYO | 20001345 | TG_COOLING TOWER_DA TANK INLET | DA TANK INLET
1500 | GF-20 | BGPL-1500-UTLY-UTYO | 20001346 | PG_COOLING TOWER_DA TANK INLET | DA TANK INLET
1500 | GF-20 | BGPL-1500-UTLY-UTYO | 20001347 | TG_COOLING TOWER_ON HEADER | ON HEADER
1500 | GF-20 | BGPL-1500-UTLY-UTYO | 20001348 | TG_COOLING TOWER_ON HEADER | ON HEADER
1500 | GF-20 | BGPL-1500-UTLY-UTYO | 20001349 | TG_COOLING TOWER_ON HEADER | ON HEADER
1500 | FF-15 | BGPL-1500-UTLY-UTPS | 20001350 | PG_TECHNICAL AREA-1_ON STEAM LINE | FIRST FLOOR ON STEAM LINE
1500 | FF-15 | BGPL-1500-UTLY-UTPS | 20001351 | PG_TECHNICAL AREA-1_ON STEAM LINE | FIRST FLOOR ON STEAM LINE
1500 | FF-15 | BGPL-1500-UTLY-UTYO | 20001352 | PG_TECHNICAL AREA-1_HWS LINE | FIRST FLOOR ON HWS LINE
1500 | FF-15 | BGPL-1500-UTLY-UTYO | 20001353 | PG_TECHNICAL AREA-1_HWR LINE | FIRST FLOOR ON HWR LINE
1500 | FF-15 | BGPL-1500-UTLY-UTYO | 20001354 | PG_TECHNICAL AREA-1_CHWS LINE | FIRST FLOOR ON CHWRS LINE
1500 | FF-15 | BGPL-1500-UTLY-UTYO | 20001355 | PG_TECHNICAL AREA-1_CHWR LINE | FIRST FLOOR ON CHWR LINE
1500 | GF-20 | BGPL-1500-UTLY-UTYO | 20001356 | PG_AIR COMPRESSOR_CARTRIDGE FILTER CF101 | CARTRADGE FILTER CF-101
1500 | GF-20 | BGPL-1500-UTLY-UTYO | 20001357 | PG_AIR COMPRESSOR_CARTRIDGE FILTER CF102 | OMPRESSED AIR LINE CF102
1500 | GF-20 | BGPL-1500-UTLY-UTYO | 20001358 | PG_AIR COMPRESSOR_CARTRIDGE FILTER CF103 | COMPRESSED AIR LINE CF103
1500 | FF-15 | BGPL-1500-UTLY-FF01 | 20001359 | PG_DHU-AHU-G15_ON STEAM LINE | ON STEAM LINE HEADER
1500 | FF-15 | BGPL-1500-UTLY-FF01 | 20001360 | PG_DHU-AHU-G01_ON STEAM LINE | ON STEAM LINE HEADER
1500 | FF-15 | BGPL-1500-UTLY-FF01 | 20001361 | PG_DHU-AHU-G02_ON STEAM LINE | ON STEAM LINE HEADER
1500 | FF-15 | BGPL-1500-UTLY-FF01 | 20001362 | PG_DHU-AHU-G04_ON STEAM LINE | ON STEAM LINE HEADER
1500 | FF-15 | BGPL-1500-UTLY-FF01 | 20001363 | PG_DHU-AHU-G05_ON STEAM LINE | ON STEAM LINE HEADER
1500 | FF-15 | BGPL-1500-UTLY-FF02 | 20001364 | PG_DHU-AHU-G06_ON STEAM LINE | ON STEAM LINE HEADER
1500 | FF-15 | BGPL-1500-UTLY-FF01 | 20001365 | PG_DHU-AHU-G08_ON STEAM LINE | ON STEAM LINE HEADER
1500 | FF-15 | BGPL-1500-UTLY-FF01 | 20001366 | PG_DHU-AHU-G09_ON STEAM LINE | ON STEAM LINE HEADER
1500 | FF-15 | BGPL-1500-UTLY-FF01 | 20001367 | PG_DHU-AHU-G12_ON STEAM LINE | ON STEAM LINE HEADER
1500 | FF-15 | BGPL-1500-UTLY-FF01 | 20001368 | PG_DHU-AHU-G13_ON STEAM LINE | ON STEAM LINE HEADER
1500 | FF-15 | BGPL-1500-UTLY-FF01 | 20001369 | PG_DHU-AHU-G14_ON STEAM LINE | ON STEAM LINE HEADER
1500 | GF-20 | BGPL-1500-UTLY-UTYO | 20001370 | PG_AIR COMPRESSOR_INTERSTAGE PRESSURE | INTERSTAGE PRESSURE
1500 | GF-20 | BGPL-1500-UTLY-UTYO | 20001371 | DF_PG_AIR COMPRESSOR_OUTLET LINE | OUTLET AIR LINE
1500 | GF-20 | BGPL-1500-UTLY-UTYO | 20001372 | PT_AIR COMPRESSOR_OIL PRESSURE | COMPRESSOR OIL PRESSURE
1500 | GF-20 | BGPL-1500-UTLY-UTYO | 20001373 | PT_AIR COMPRESSOR_OIL PRESSURE | COMPRESSOR OUTLET PRESSURE
1500 | GF-20 | BGPL-1500-UTLY-UTYO | 20001374 | TS_AIR COMPRESSOR_2ND STAGE DISCH. TEMP | 2ND STAGE DISCHARGE TEMPERATUR
1500 | GF-20 | BGPL-1500-UTLY-UTYO | 20001375 | TS_AIR COMPRESSOR_OUT TEMP | COMPRESSOR OUTLET TEMPERATURE
1500 | GF-20 | BGPL-1500-UTLY-UTYO | 20001376 | PG_AIR DRYER_PRE FILTER INLET | PRE FILTER INLET
1500 | GF-20 | BGPL-1500-UTLY-UTYO | 20001377 | PG_AIR DRYER_PRE FILTER OUTLET | PRE FILTER OUTLET
1500 | GF-20 | BGPL-1500-UTLY-UTYO | 20001378 | PG_AIR DRYER_ON INST. AIR POT | ON INST. AIR POT
1500 | GF-20 | BGPL-1500-UTLY-UTYO | 20001379 | PG_AIR DRYER_DRYING TOWER-A | DRYING TOWER -A
1500 | GF-20 | BGPL-1500-UTLY-UTYO | 20001380 | PG_AIR DRYER_DRYING TOWER-B | DRYING TOWER -B
1500 | GF-20 | BGPL-1500-UTLY-UTYO | 20001381 | PG_AIR DRYER_AFTER FILTER INLET | AFTER FILTER INLET
1500 | GF-20 | BGPL-1500-UTLY-UTYO | 20001382 | PG_AIR DRYER_AFTER FILTER OUTLET | AFTER FILTER OUTLET
1500 | GF-20 | BGPL-1500-UTLY-UTYO | 20001383 | PG_AIR DRYER_ON FRL UNIT | ON FRL UNIT
1500 | GF-20 | BGPL-1500-UTLY-UTYO | 20001384 | PG_AIR DRYER_FILTER REGULATOR | FILTER REGULATOR
1500 | GF-20 | BGPL-1500-UTLY-UTYO | 20001385 | SV_AIR DRYER_DRYING TOWER-A
1500 | GF-20 | BGPL-1500-UTLY-UTYO | 20001386 | SV_AIR DRYER_DRYING TOWER-A
1500 | GF-20 | BGPL-1500-UTLY-UTYO | 20001387 | TG_AIR DRYER_INLET TEMP | AIR DRYER INLET TEMPERATURE
1500 | GF-20 | BGPL-1500-UTLY-UTYO | 20001388 | DUPM_AIR DRYER_ON CONTROL PANEL | ON CONTROL PANEL
1500 | GF-20 | BGPL-1500-UTLY-UTYO | 20001389 | DUPS_AIR DRYER_IN CONTROL PANEL | IN CONTROL PANEL
1500 | FF-15 | BGPL-1500-PRDN-WASH | 20001390 | PG_BIN WASHING_CLEAN SIDE PRESSURE | CLEAN SIDE PRESSURE
1500 | FF-15 | BGPL-1500-PRDN-WASH | 20001391 | PG_BIN WASHING_DIRTY SIDE PRESSURE | DIRTY SIDE PRESSURE
1500 | FF-15 | BGPL-1500-PRDN-WASH | 20001392 | PG_BIN WASHING_FURY AIR PRESSURE | FURY AIR PRESSURE
1500 | FF-15 | BGPL-1500-PRDN-WASH | 20001393 | PG_BIN WASHING_MAIN AIR PRESSURE | MAIN AIR PRESURE
1500 | FF-15 | BGPL-1500-PRDN-WASH | 20001394 | PG_BIN WASHING_HIGH PRESSURE PUMP | HIGH PRESSURE PUMP
1500 | FF-15 | BGPL-1500-PRDN-WASH | 20001395 | PG_BIN WASHING_CONTROL VALVE REGULATOR | ON CONTOL VALVE REGULATOR
1500 | FF-15 | BGPL-1500-PRDN-WASH | 20001396 | PT_BIN WASHING_HIGH PRESSURE PUMP | HIGH PRESSURE PUMP
1500 | FF-15 | BGPL-1500-PRDN-WASH | 20001397 | DF_PT_BIN WASHING_PURIFIED WATER TANK-2 | PURIFIDE WATER TANK -02
1500 | FF-15 | BGPL-1500-PRDN-WASH | 20001398 | TS_BIN WASHING_ON TANK T-2 | ON TANK T-02
1500 | FF-15 | BGPL-1500-PRDN-WASH | 20001399 | TS_BIN WASHING_INLET TEMPERATURE | INLET TEMPERATURE
1500 | FF-15 | BGPL-1500-PRDN-WASH | 20001400 | TS_BIN WASHING_ON VENT FILTER | ON VENT FILTER
1500 | FF-15 | BGPL-1500-PRDN-WASH | 20001401 | PS_BIN WASHING_PANEL CLEAN SIDE PRESS | PANEL CLEAN SIDE PRESSURE
1500 | FF-15 | BGPL-1500-PRDN-WASH | 20001402 | PS_BIN WASHING_PANEL DIRTY SIDE PRESSURE | PANEL DIRTY SIDE PRESSURE
1500 | FF-15 | BGPL-1500-PRDN-WASH | 20001403 | PS_BIN WASHING_PANEL MAIN AIR PRESSURE | PANEL MAIN AIR PRESURE
1500 | FF-15 | BGPL-1500-PRDN-WASH | 20001404 | MG_BIN WASHING_ACROSS PRE FILTER | ACROSS PRE FILTER
1500 | FF-15 | BGPL-1500-PRDN-WASH | 20001405 | MG_BIN WASHING_ACROSS SECONDARY FILTER | ACROSS SECONDARY FILTER
1500 | FF-15 | BGPL-1500-PRDN-WASH | 20001406 | PG_BIN WASHING_JACKET PRESSURE TANK-2 | JACKET PRESSURE TANK-2
1500 | GF-40 | BGPL-1500-PRDN-WASH | 20001407 | PG_BIN WASHING_ON BIN WASHING | ON BIN WASHING
1500 | FF-15 | BGPL-1500-PRDN-WASH | 20001408 | PG_BIN WASHING_TANK-2 STEAM LINE | TANK-2 STEAM LINE
1500 | FF-15 | BGPL-1500-PRDN-WASH | 20001409 | PG_BIN WASHING_STEAM LINE FOR AHU | ON STEAM LINE FOR AHU
1500 | FF-15 | BGPL-1500-PRDN-WASH | 20001410 | CV_BIN WASHING_STEAM LINE FOR AHU | STEAM LINE FOR AHU
1500 | FF-15 | BGPL-1500-PRDN-WTGR | 20001411 | TT_FBD 300LTR_PRODUCT TEMP | IN CONTROL PANEL PRODCT TEMP.
1500 | FF-15 | BGPL-1500-PRDN-WTGR | 20001412 | TT_FBD 300LTR_EXHAUST TEMP | N CONTROL PANEL EXAUST TEMP.
1500 | FF-15 | BGPL-1500-PRDN-WTGR | 20001413 | DPT_FBD 300LTR_ACROSS BAG | IN CONTROL PANEL ACROSS BAG
1500 | FF-15 | BGPL-1500-PRDN-WTGR | 20001414 | DPT_FBD 300LTR_ACROSS BOWL | IN CONTROL PANEL ACROSS BOWL
1500 | FF-15 | BGPL-1500-PRDN-WTGR | 20001415 | DPT_FBD 300LTR_ACROSS HEPA | IN CONTROL PANEL ACROSS HEPA
1500 | FF-15 | BGPL-1500-PRDN-WTGR | 20001416 | DF_RHTS_FBD 300LTR_INLET DUCT | INLET DUCT
1500 | GF-28 | BGPL-1500-PRDN-WTGR | 20001417 | TS_FBD 300LTR_PRODUCT TEMP SENSOR | PRODUCT TEMPERATURE SENSOR
1500 | FF-15 | BGPL-1500-PRDN-WTGR | 20001418 | TS_FBD 300LTR_ON EXHAUST DUCT | ON EXAUST DUCT
1500 | FF-15 | BGPL-1500-PRDN-WTGR | 20001419 | AVS_FBD 300LTR_AHU INLET | AHU INLET DUCT
1500 | GF-28 | BGPL-1500-PRDN-WTGR | 20001420 | PG_FBD 300LTR_ON OPERATING PANEL | ON OPERATING PANEL
1500 | FF-15 | BGPL-1500-PRDN-WTGR | 20001421 | PG_FBD 300LTR_ON REGULATOR | ON REGULATOR
1500 | FF-15 | BGPL-1500-PRDN-WTGR | 20001422 | PG_FBD 300LTR_ON REGULATOR LRP-1 | ON REGULATOR LRP-1
1500 | FF-15 | BGPL-1500-PRDN-WTGR | 20001423 | PG_FBD 300LTR_ON REGULATOR LRP-2 | ON REGULATOR LRP-2
1500 | FF-15 | BGPL-1500-PRDN-WTGR | 20001424 | PG_FBD 300LTR_ON FRL UNIT | ON FRL UNIT
1500 | FF-15 | BGPL-1500-PRDN-WTGR | 20001425 | MG_FBD 300LTR_ACROSS HEPA FILTER | ACROSS HEPA FILTER
1500 | FF-15 | BGPL-1500-PRDN-WTGR | 20001426 | MG_FBD 300LTR_ACROSS POLICE FILTER | ACROSS POLICE FILTER
1500 | FF-15 | BGPL-1500-PRDN-WTGR | 20001427 | MG_FBD 300_ACROSS PRE FILTER | ACROSS PRE FILTER
1500 | FF-15 | BGPL-1500-PRDN-WTGR | 20001428 | MG_FBD 300LTR_ACROSS FINE FILTER | ACROSS FINE FILTER
1500 | FF-15 | BGPL-1500-PILT-GRNP | 20001429 | TT_FBD 25LTR_PRODUCT TEMP | IN CONTROL PANEL PRODUCT TEMP.
1500 | FF-15 | BGPL-1500-PILT-GRNP | 20001430 | TT_FBD 25LTR_EXHAUST TEMP | IN CONTROL PANEL EXUST TEMP.
1500 | FF-15 | BGPL-1500-PILT-GRNP | 20001431 | DPT_FBD 25LTR_ACROSS BOWL | IN CONTROL PANEL ACROSS BOWL
1500 | FF-15 | BGPL-1500-PILT-GRNP | 20001432 | DPT_FBD 25LTR_ACROSS HEPA | IN CONTROL PANEL ACROSS HEPA
1500 | FF-15 | BGPL-1500-PILT-GRNP | 20001433 | DPT_FBD 25LTR_ACROSS BAG | IN CONTROL PANEL ACROSS BAG
1500 | GF-59 | BGPL-1500-PILT-GRNP | 20001434 | TS_FBD 25LTR_PRODUCT SENSOR | PRODUCT SENSOR ON BOWL
1500 | GF-59 | BGPL-1500-PILT-GRNP | 20001435 | TS_FBD 25LTR_EXAUST DUCT | ON EXAUST DUCT
1500 | FF-15 | BGPL-1500-PILT-GRNP | 20001436 | PG_FBD 25LTR_ON AIR REGULATOR | ON AIR REGULATOR
1500 | FF-15 | BGPL-1500-PILT-GRNP | 20001437 | PG_FBD 25LTR_ON AIR REGULATOR LRP-1 | ON REGULATOR LRP-1
1500 | FF-15 | BGPL-1500-PILT-GRNP | 20001438 | PG_FBD 25LTR_MAIN FRL UNIT | MAIN FRL UNIT
1500 | FF-15 | BGPL-1500-PILT-GRNP | 20001439 | PG_FBD 25LTR_ON REGULATOR LRP-2 | ON REGULATOR LRP-2
1500 | GF-59 | BGPL-1500-PILT-GRNP | 20001440 | MG_FBD 25LTR_HEPA FILTER | ACROSS HEPA FILTER
1500 | GF-59 | BGPL-1500-PILT-GRNP | 20001441 | MG_FBD 25LTR_FINE FILTER | ACROSS FINE FILTER
1500 | GF-35 | BGPL-1500-PRDN-COAT | 20001442 | DPT_COATING M/C 1200MM_PAN CABINET | PAN CABINET
1500 | FF-15 | BGPL-1500-PRDN-COAT | 20001443 | DPT_COATING M/C 1200MM_ACROSS HEPA | ACROSS HEPA FILTER
1500 | FF-15 | BGPL-1500-PRDN-COAT | 20001444 | CV_COATING M/C 1200MM_STEAM INLET LINE | STEAM INLET LINE
1500 | FF-15 | BGPL-1500-PRDN-COAT | 20001445 | PG_COATING M/C 1200MM_ARM PRESSURE | RETRACABLE ARM PRESSURE
1500 | FF-15 | BGPL-1500-PRDN-COAT | 20001446 | PG_COATING M/C 1200MM_DOOR SEAL PRESS | DOOR SEAL PRESSURE
1500 | FF-15 | BGPL-1500-PRDN-COAT | 20001447 | PG_COATING M/C 1200MM_PNEUMATIC STIRRER | FOR PNEUMATIC STIRRER
1500 | FF-15 | BGPL-1500-PRDN-COAT | 20001448 | PG_COATING M/C 1200MM_STEAM LINE PRESS | FOR STEAM LINE PRESSURE
1500 | FF-15 | BGPL-1500-PRDN-COAT | 20001449 | PG_COATING M/C 1200MM_SCRUBBER PUMP PRE | SCUBBER WATER PUMP PRESSURE
1500 | FF-15 | BGPL-1500-PRDN-COAT | 20001450 | PS_COATING M/C 1200MM_FRONT DOOR GASKET | FRONT DOOR GASKET
1500 | FF-15 | BGPL-1500-PRDN-COAT | 20001451 | PS_COATING M/C 1200MM_SIDE DOOR GASKET | SIDE DOOR GASKET
1500 | FF-15 | BGPL-1500-PRDN-COAT | 20001452 | PS_COATING M/C 1200MM_SCRUBBER PUMP PRE | SCUBBER WATER PUMP PRESSURE
1500 | GF-35 | BGPL-1500-PRDN-COAT | 20001453 | DPS_COATING M/C 1200MM_INCOMING AIR | FOR INCOMING AIR
1500 | GF-35 | BGPL-1500-PRDN-COAT | 20001454 | DPS_COATING M/C 1200MM_FAN | FOR FAN
1500 | GF-35 | BGPL-1500-PRDN-COAT | 20001455 | DPS_COATING M/C 1200MM_AUTOMIZING AIR | AUTOMIZING AIR
1500 | FF-15 | BGPL-1500-PRDN-COAT | 20001456 | RHTT_COATING M/C 1200MM_AHU INLET DUCT | AHU INLET DUCT
1500 | FF-15 | BGPL-1500-PRDN-COAT | 20001457 | AVS_COATING M/C 1200MM_AHU INLET DUCT | ON AHU INLET DUCT
1500 | FF-15 | BGPL-1500-PRDN-COAT | 20001458 | MG_COATING M/C 1200MM_ACROSS PRE FILTER | ACROSS PRE FILTER
1500 | FF-15 | BGPL-1500-PRDN-COAT | 20001459 | MG_COATING M/C 1200MM_ACROSS HEPA FILTER | ACROSS HEPA FILTER
1500 | FF-15 | BGPL-1500-PRDN-COAT | 20001460 | TS_COATING M/C 1200MM_INLET STEAM | INLET STEAM
1500 | FF-15 | BGPL-1500-PRDN-COAT | 20001461 | TS_COATING M/C 1200MM_EXHAUST TEMP | EXHAUST TEMPERATURE
1500 | GF-35 | BGPL-1500-PRDN-COAT | 20001462 | DF_TS_COATING M/C 1200MM_BED TEMP | BED TEMPERATURE
1500 | FF-15 | BGPL-1500-PILT-COAT | 20001463 | PG_COATING 600MM_REGULATOR PANEL SIDE | ON RAGULATOR PANEL SIDE
1500 | FF-15 | BGPL-1500-PILT-COAT | 20001464 | CV_COATING 600MM_STEAM INLET LINE | STEAM INLET LINE
1500 | GF-62 | BGPL-1500-PILT-COAT | 20001465 | DP TRANSMITTER_COATING 600 _REPALCED | FOR ACROSS PAN
1500 | FF-15 | BGPL-1500-PILT-COAT | 20001466 | DPT_COATING 600MM_ACROSS HEPA FILTER | ACROSS HEPA FILTER
1500 | FF-15 | BGPL-1500-PILT-COAT | 20001467 | PG_COATING 600MM_SRUBBER WATER PUMP PRE | SCUBBER WATER PUMP PRESSURE
1500 | FF-15 | BGPL-1500-PILT-COAT | 20001468 | PS_COATING 600MM_SCRUBBER WATER PUMP | SCUBBER WATER PUMP PRESSURE
1500 | FF-15 | BGPL-1500-PILT-COAT | 20001469 | PS_COATING 600MM_FRONT DOOR PRESSURE | FRONT DOOR PRESSURE
1500 | FF-15 | BGPL-1500-PILT-COAT | 20001470 | PS_COATING 600MM_SIDE DOOR PRESSURE | SIDE DOOR PRESSURE
1500 | GF-62 | BGPL-1500-PILT-COAT | 20001471 | DPS_COATING 600MM_INCOMMING AIR | FOR INCOMMING AIR
1500 | GF-62 | BGPL-1500-PILT-COAT | 20001472 | DPS_COATING 600MM_AUTOMIZING AIR | AUTOMIZING AIR
1500 | GF-62 | BGPL-1500-PILT-COAT | 20001473 | DPS_COATING 600MM_FAN AIR | FAN AIR
1500 | FF-15 | BGPL-1500-PILT-COAT | 20001474 | RHTS_COATING 600MM_INLET DUCT | AHU INLET DUCT
1500 | FF-15 | BGPL-1500-PILT-COAT | 20001475 | AVS_COATING 600MM_AHU INLET DUCT | ON AHU INLET DUCT
1500 | FF-15 | BGPL-1500-PILT-COAT | 20001476 | MG_COATING 600MM_ACROSS PRE FILTER | ACROSS PRE FILTER
1500 | FF-15 | BGPL-1500-PILT-COAT | 20001477 | MG_COATING 600MM_ACROSS FINE FILTER | ACROSS FINE FILTER
1500 | FF-15 | BGPL-1500-PILT-COAT | 20001478 | PG_COATING 600MM_RETRACEBLE ARM PRESSURE | RETRACABLE ARM PRESSURE
1500 | FF-15 | BGPL-1500-PILT-COAT | 20001479 | PG_COATING 600MM_DOOR SEAL PRESSURE | DOOR SEAL PRESSURE
1500 | FF-15 | BGPL-1500-PILT-COAT | 20001480 | PG_COATING 600MM_PNEUMATIC STIRRER | FOR PNEUMATIC STIRRER
1500 | FF-15 | BGPL-1500-PILT-COAT | 20001481 | PG_COATING 600MM_STEAM LINE | FOR STEAM LINE
1500 | FF-15 | BGPL-1500-PILT-COAT | 20001482 | TS_COATING 600MM_INLET STEAM | INLET STEAM
1500 | FF-15 | BGPL-1500-PILT-COAT | 20001483 | TS_COATING 600MM_EXHAUST TEMP | EXHAUST TEMPERATURE
1500 | GF-62 | BGPL-1500-PILT-COAT | 20001484 | TS_COATING 600MM_BED TEMP | BED TEMPERATURE
1500 | GF-22 | BGPL-1500-PRDN-CAPS | 20001485 | DPG_CAPSULE M/C_VACUUM SEPERATION | VACCUM SEPERATION
1500 | GF-22 | BGPL-1500-PRDN-CAPS | 20001486 | DPG_CAPSULE M/C_AIR PRESSURE | AIR PRESSURE
1500 | GF-22 | BGPL-1500-PRDN-CAPS | 20001487 | VG_CAPSULE M/C_ON VACUUM PUMP | ON VACCUM PUMP
1500 | GF-22 | BGPL-1500-PRDN-CAPS | 20001488 | PG_CAPSULE M/C_DEDUSTING & POLISH UNIT | ON DEDUSTING & POLISHING UNIT
1500 | GF-22 | BGPL-1500-PRDN-CAPS | 20001489 | PG_CAPSULE M/C_ON CHECK WEIGHER | ON CHECK WEIGHER
1500 | FF-15 | BGPL-1500-PRDN-COMP | 20001490 | PG_LPD COMPRESSION_POWER PACK UNIT | ON COMPRESSON LPT POWER PACK
1500 | FF-15 | BGPL-1500-PRDN-CAPS | 20001491 | PG_LPD CAPSULE_POWER PACK UNIT | ON CAPSULE POWER PACK UNIT
1500 | FF-15 | BGPL-1500-PRDN-BLND | 20001492 | PG_PILLAR BLENDER_POWER PACK UNIT | BLENDING LPT ON POWER PACK UN
1500 | FF-15 | BGPL-1500-PRDN-WTGR | 20001493 | PG_PTS_POWER PACK UNIT | PTS ON POWER PACK UNIT
1500 | GF-28 | BGPL-1500-PRDN-WTGR | 20001494 | PG_SOLUTION TANK 50 LTR_ON VESSEL | ON VESSEL
1500 | GF-28 | BGPL-1500-PRDN-WTGR | 20001495 | TS_SOLUTION TANK 50 LTR_JACKET SENSOR | JACKET SENSOR
1500 | GF-28 | BGPL-1500-PRDN-WTGR | 20001496 | TS_SOLUTION TANK 50 LTR_PRODUCT SENSOR | PRODUCT SENSOR
1500 | GF-59 | BGPL-1500-PILT-GRNP | 20001497 | TS_SOLUTION TANK 15 LTR_JACKET SENSOR | JACKET SENSOR
1500 | GF-59 | BGPL-1500-PILT-GRNP | 20001498 | TS_SOLUTION TANK 15 LTR_PRODUCT SENSOR | PRODUCT SENSOR
1500 | GF-59 | BGPL-1500-PILT-GRNP | 20001499 | PG_SOLUTION TANK 15 LTR_ON VESSEL | ON VESSEL
1500 | GF-59 | BGPL-1500-PILT-GRNP | 20001500 | PG_SOLUTION TANK 15 LTR_ON CONTROL PANEL | ON CONTROL PANEL
1500 | GF-28 | BGPL-1500-PRDN-WTGR | 20001501 | PG_HSMG 300 LTR_ON AIR REGULATOR | ON AIR REGULATOR
1500 | GF-28 | BGPL-1500-PRDN-WTGR | 20001502 | PG_HSMG 300 LTR_ON AIR REGULATOR | ON AIR REGULATOR
1500 | GF-28 | BGPL-1500-PRDN-WTGR | 20001503 | PG_HSMG 300 LTR_ON AIR FILTER | ON AIR FILTER
1500 | GF-28 | BGPL-1500-PRDN-WTGR | 20001504 | PG_HSMG 300 LTR_ON CONTROL PANEL | ON CONTROL PANEL
1500 | FF-15 | BGPL-1500-PRDN-WTGR | 20001505 | TT_HSMG 300 LTR_IN PANEL | IN PANEL
1500 | GF-28 | BGPL-1500-PRDN-WTGR | 20001506 | TS_HSMG 300 LTR_ON MIXER GRANULATOR | ON MIXER GRANULATOR
1500 | GF-28 | BGPL-1500-PRDN-WTGR | 20001507 | VG_HSMG 300 LTR_ON TOP LID | VACCUM ON TOP LEAD
1500 | GF-28 | BGPL-1500-PRDN-WTGR | 20001508 | PS_HSMG 300 LTR_MAIN AIR PRESSURE | MAIN AIR PRESSURE
1500 | FF-15 | BGPL-1500-PRDN-WTGR | 20001509 | PG_HSMG 300 LTR_ON VACUUM UMP | ON VACCUME PUMP
1500 | FF-15 | BGPL-1500-PRDN-WTGR | 20001510 | PG_GRANULATION-1_ON VACUUM PUMP | ON VACCUME PUMP
1500 | FF-15 | BGPL-1500-PILT-GRNP | 20001511 | TT_HSMG 25 LTR_EXHAUST TEMP | IN PANEL
1500 | GF-59 | BGPL-1500-PILT-GRNP | 20001512 | PG_HSMG 25 LTR_MAIN AIR PRESSURE | MAIN AIR PRESSURE FRL
1500 | GF-59 | BGPL-1500-PILT-GRNP | 20001513 | PG_HSMG 25 LTR_ON PANEL | OPERATING PANEL PRESSURE
1500 | GF-59 | BGPL-1500-PILT-GRNP | 20001514 | PG_HSMG 25 LTR_ON AIR REGULATOR | ON AIR REGULATOR
1500 | GF-59 | BGPL-1500-PILT-GRNP | 20001515 | TS_HSMG 25 LTR_PRODUCT SENSOR | PRODUCT SENSOR
1500 | GF-23 | BGPL-1500-PRDN-COMP | 20001516 | PG_COMPRESSION M/C_ON AIR REGULATOR | ON AIR REGULATOR
1500 | GF-49 | BGPL-1500-PRDN-COMP | 20001517 | PG_COMPRESSION M/C_ON AIR REGULATOR | ON AIR REGULATOR
1500 | GF-60 | BGPL-1500-PILT-COMP | 20001518 | PG_COMPRESSION M/C_ON AIR REGULATOR | ON AIR REGULATOR
1500 | GF-60 | BGPL-1500-PILT-COMP | 20001519 | PG_COMPRESSION M/C_ON AIR REGULATOR | ON AIR REGULATOR
1500 | GF-57 | BGPL-1500-WRHS-DISP | 20001530 | DPT_OFCS DISP-2_HEPA FILTER | ACROSS HEPA FILTER
1500 | GF-57 | BGPL-1500-WRHS-DISP | 20001531 | DPT_OFCS DISP-2_INTERMEDIATE FILTER | ACROSS INTERMEDIATE FILTER
1500 | GF-57 | BGPL-1500-WRHS-DISP | 20001532 | DPT_OFCS DISP-2_SCAVENGING FILTER | ACROSS SCAVENGING FILTER
1500 | GF-57 | BGPL-1500-WRHS-DISP | 20001533 | DPI_OFCS DISP-2_HEPA FILTER | ACROSS HEPA FILTER
1500 | GF-57 | BGPL-1500-WRHS-DISP | 20001534 | DPI_OFCS DISP-2_INTERMEDIATE FILTER | ACROSS INTERMEDIATE FILTER
1500 | GF-57 | BGPL-1500-WRHS-DISP | 20001535 | DPI_OFCS DISP-2_SCAVENGING FILTER | ACROSS SCAVENGING FILTER
1500 | GF-57 | BGPL-1500-WRHS-DISP | 20001536 | TIMER_OFCS DISP-2_ON OFCS | ON RLAF
1500 | GF-54 | BGPL-1500-WRHS-DISP | 20001537 | DPT_OFCS DISP-1_HEPA FILTER | ACROSS HEPA FILTER
1500 | GF-54 | BGPL-1500-WRHS-DISP | 20001538 | DPT_OFCS DISP-1_INTERMEDIATE FILTER | ACROSS INTERMEDIATE FILTER
1500 | GF-54 | BGPL-1500-WRHS-DISP | 20001539 | DPT_OFCS DISP-1_SCAVENGING FILTER | ACROSS SCAVENGING FILTER
1500 | GF-54 | BGPL-1500-WRHS-DISP | 20001540 | DPI_OFCS DISP-1_HEPA FILTER | ACROSS HEPA FILTER
1500 | GF-54 | BGPL-1500-WRHS-DISP | 20001541 | DPI_OFCS DISP-1_INTERMEDIATE FILTER | ACROSS INTERMEDIATE FILTER
1500 | GF-54 | BGPL-1500-WRHS-DISP | 20001542 | DPI_OFCS DISP-1_SCAVENGING FILTER | ACROSS SCAVENGING FILTER
1500 | GF-54 | BGPL-1500-WRHS-DISP | 20001543 | TIMER_OFCS DISP-1_ON OFCS | DISPENSING 1
1500 | GF-58 | BGPL-1500-WRHS-DISP | 20001544 | DPT_OFCS DISP-3_HEPA FILTER | ACROSS HEPA FILTER
1500 | GF-58 | BGPL-1500-WRHS-DISP | 20001545 | DPT_OFCS DISP-3_INTERMEDIATE FILTER | ACROSS INTERMEDIATE FILTER
1500 | GF-58 | BGPL-1500-WRHS-DISP | 20001546 | DPT_OFCS DISP-3_SCAVENGING FILTER | ACROSS SCAVENGING FILTER
1500 | GF-58 | BGPL-1500-WRHS-DISP | 20001547 | DPI_OFCS DISP-3_HEPA FILTER | ACROSS HEPA FILTER
1500 | GF-58 | BGPL-1500-WRHS-DISP | 20001548 | DPI_OFCS DISP-3_INTERMEDIATE FILTER | ACROSS INTERMEDIATE FILTER
1500 | GF-58 | BGPL-1500-WRHS-DISP | 20001549 | DPI_OFCS DISP-3_SCAVENGING FILTER | ACROSS SCAVENGING FILTER
1500 | GF-58 | BGPL-1500-WRHS-DISP | 20001550 | TIMER_OFCS DISP-3_ON OFCS | DISPENSING-3
1500 | GF-77 | BGPL-1500-WRHS-DISP | 20001551 | MG_OFCS SOLVENT DISP_HEPA FILTER | ACROSS HEPA FILTER
1500 | GF-77 | BGPL-1500-WRHS-DISP | 20001552 | MG_OFCS SOLVENT DISP_INTERMEDIATE FILTER | ACROSS INTERMEDIATE FILTER
1500 | GF-77 | BGPL-1500-WRHS-DISP | 20001553 | MG_OFCS SOLVENT DISP_SCAVENGING FILTER | ACROSS SCAVENGING FILTER
1500 | GF-82 | BGPL-1500-WRHS-SAMP | 20001554 | DPT_OFCS SAMPLING-1_HEPA FILTER | ACROSS HEPA FILTER
1500 | GF-82 | BGPL-1500-WRHS-SAMP | 20001555 | DPT_OFCS SAMPLING-1_INTERMEDIATE FILTER | ACROSS INTERMEDIATE FILTER
1500 | GF-82 | BGPL-1500-WRHS-SAMP | 20001556 | DPT_OFCS SAMPLING-1_SCAVENGING FILTER | ACROSS SCAVENGING FILTER
1500 | GF-82 | BGPL-1500-WRHS-SAMP | 20001557 | DPI_OFCS SAMPLING-1_HEPA FILTER | IN PANEL
1500 | GF-82 | BGPL-1500-WRHS-SAMP | 20001558 | DPI_OFCS SAMPLING-1_INTERMEDIATE FILTER | IN PANEL
1500 | GF-82 | BGPL-1500-WRHS-SAMP | 20001559 | DPI_OFCS SAMPLING-1_SCAVENGING FILTER | IN PANEL
1500 | GF-82 | BGPL-1500-WRHS-SAMP | 20001560 | TIMER_OFCS SAMPLING-1_ON OFCS | SAMPLING-1 ROOM
1500 | GF-87 | BGPL-1500-WRHS-SAMP | 20001561 | DPT_OFCS SAMPLING-2_HEPA FILTER | ACROSS HEPA FILTER
1500 | GF-87 | BGPL-1500-WRHS-SAMP | 20001562 | DPT_OFCS SAMPLING-2_INTERMEDIATE FILTER | ACROSS INTERMEDIATE FILTER
1500 | GF-87 | BGPL-1500-WRHS-SAMP | 20001563 | DPT_OFCS SAMPLING-2_SCAVENGING FILTER | ACROSS SCAVENGING FILTER
1500 | GF-87 | BGPL-1500-WRHS-SAMP | 20001564 | DPI_OFCS SAMPLING-2_HEPA FILTER | IN PANEL
1500 | GF-87 | BGPL-1500-WRHS-SAMP | 20001565 | DPI_OFCS SAMPLING-2_INTERMEDIATE FILTER | IN PANEL
1500 | GF-87 | BGPL-1500-WRHS-SAMP | 20001566 | DPI_OFCS SAMPLING-2_SCAVENGING FILTER | IN PANEL
1500 | GF-87 | BGPL-1500-WRHS-SAMP | 20001567 | TIMER_OFCS SAMPLING-2_ON OFCS | SAMPLING-2 ROOM
1500 | GF-82 | BGPL-1500-WRHS-SAMP | 20001568 | DPT_PASS BOX SAMPLING-1_EXIT SIDE | ACROSS HEPA EXIT SIDE
1500 | GF-82 | BGPL-1500-WRHS-SAMP | 20001569 | DPT_PASS BOX SAMPLING-1_ENTRY SIDE | ACROSS HEPA ENTRY SIDE
1500 | GF-82 | BGPL-1500-WRHS-SAMP | 20001570 | DPI_PASS BOX SAMPLING-1_ON PASS BOX | ON PASS BOX
1500 | GF-87 | BGPL-1500-WRHS-SAMP | 20001571 | DPT_PASS BOX SAMPLING-2_EXIT SIDE | ACROSS HEPA EXIT SIDE
1500 | GF-87 | BGPL-1500-WRHS-SAMP | 20001572 | DPT_PASS BOX SAMPLING-2_ENTRY SIDE | ACROSS HEPA ENTRY SIDE
1500 | GF-87 | BGPL-1500-WRHS-SAMP | 20001573 | DPI_PASS BOX SAMPLING-2_ON PASS BOX | ON PASS BOX
1500 | GF-58 | BGPL-1500-WRHS-DISP | 20001574 | DPT_PASS BOX DISP-3_EXIT SIDE | ACROSS HEPA EXIT SIDE
1500 | GF-58 | BGPL-1500-WRHS-DISP | 20001575 | DPT_PASS BOX DISP-3_ENTRY SIDE | ACROSS HEPA ENTRY SIDE
1500 | GF-58 | BGPL-1500-WRHS-DISP | 20001576 | DPI_PASS BOX DISP-3_ON PASS BOX | ON PASS BOX
1500 | GF-54 | BGPL-1500-WRHS-DISP | 20001577 | DPT_PASS BOX DISP-1_EXIT SIDE | ACROSS HEPA EXIT SIDE
1500 | GF-54 | BGPL-1500-WRHS-DISP | 20001578 | DPT_PASS BOX DISP-1_ENTRY SIDE | ACROSS HEPA ENTRY SIDE
1500 | GF-54 | BGPL-1500-WRHS-DISP | 20001579 | DPI_PASS BOX DISP-1_ON PASS BOX | ON PASS BOX
1500 | GF-57 | BGPL-1500-WRHS-DISP | 20001580 | DPT_PASS BOX DISP-2_EXIT SIDE | ACROSS HEPA EXIT SIDE
1500 | GF-57 | BGPL-1500-WRHS-DISP | 20001581 | DPT_PASS BOX DISP-2_ENTRY SIDE | ACROSS HEPA ENTRY SIDE
1500 | GF-57 | BGPL-1500-WRHS-DISP | 20001582 | DPI_PASS BOX DISP-2_ON PASS BOX | ON PASS BOX
1500 | GF-31 | BGPL-1500-PRDN-WTGR | 20001583 | MG_PASS BOX PASTE PREPARAT_ENTRY SIDE | ACROSS HEPA ENTRY SIDE
1500 | GF-31 | BGPL-1500-PRDN-WTGR | 20001584 | MG_PASS BOX PASTE PREPARAT_EXIT SIDE | ACROSS HEPA EXIT SIDE
1500 | GF-77 | BGPL-1500-WRHS-DISP | 20001585 | MG_PASS BOX SOLVENT DISP_ENTRY SIDE | ACROSS HEPA ENTRY SIDE
1500 | GF-77 | BGPL-1500-WRHS-DISP | 20001586 | MG_PASS BOX SOLVENT DISP_EXIT SIDE | ACROSS HEPA EXIT SIDE
1500 | GF-77 | BGPL-1500-WRHS-DISP | 20001587 | MG_PASS BOX SOLVENT DISP_ENTRY SIDE | ACROSS HEPA ENTRY SIDE
1500 | GF-77 | BGPL-1500-WRHS-DISP | 20001588 | MG_PASS BOX SOLVENT DISP_EXIT SIDE | ACROSS HEPA EXIT SIDE
1500 | GF-66 | BGPL-1500-PILT | 20001589 | DPT_PASS BOX CORRIDOR -4_EXIT SIDE | ACROSS HEPA EXIT SIDE
1500 | GF-66 | BGPL-1500-PILT | 20001590 | DPT_PASS BOX CORRIDOR -4_ENTRY SIDE | ACROSS HEPA ENTRY SIDE
1500 | GF-66 | BGPL-1500-PILT | 20001591 | DPI_PASS BOX CORRIDOR -4_ON PASS BOX | ON PASS BOX
1500 | FF-52 | BGPL-1500-QLCN-MICR | 20001592 | DPT_PASS BOX INCUBATION_ENTRY SIDE | ACROSS HEPA ENTRY SIDE
1500 | FF-52 | BGPL-1500-QLCN-MICR | 20001593 | DPT_PASS BOX INCUBATION_ACROSS HEPA | ACROSS HEPA EXIT SIDE
1500 | FF-52 | BGPL-1500-QLCN-MICR | 20001594 | DPI_PASS BOX INCUBATION_ON PASS BOX | ON PASS BOX
1500 | GF-73 | BGPL-1500-PILT | 20001595 | DPT_PASS BOX ANCILLARY ROOM-2_EXIT SIDE | ACROSS HEPA EXIT SIDE
1500 | GF-73 | BGPL-1500-PILT | 20001596 | DPT_PASS BOX ANCILLARY ROOM-2_ENTRY SIDE | ACROSS HEPA ENTRY SIDE
1500 | GF-73 | BGPL-1500-PILT | 20001597 | DPI_PASS BOX ANCILLARY ROOM-2_ON PB | ON PASS BOX
1500 |  | BGPL-1500-PRDN | 20001598 | DPT_PASS BOX STAGING SCRAP_EXIT SIDE | ACROSS HEPA EXIT SIDE
1500 |  | BGPL-1500-PRDN | 20001599 | DPT_PASS BOX STAGING SCRAP_ENTRY SIDE | ACROSS HEPA ENTRY SIDE
1500 |  | BGPL-1500-PRDN | 20001600 | DPI_PASS BOX STAGING SCRAP_ON PASS BOX | ON PASS BOX
1500 |  | BGPL-1500-UTLY-UTPS | 20001601 | ORPS_PROCESS WATER_DOMESTIC WATER | DOMESTIC WATER SYSTEM
1500 |  | BGPL-1500-UTLY-UTPS | 20001602 | ORPT_PROCESS WATER_DOMESTIC WATER | DOMESTIC WATER SYSTEM
1500 |  | BGPL-1500-UTLY-UTPS | 20001603 | PG_PROCESS WATER_MGF INLET | MGF INLET
1500 |  | BGPL-1500-UTLY-UTPS | 20001604 | PG_PROCESS WATER_MGF OUTLET | MGF OUTLET
1500 |  | BGPL-1500-UTLY-UTPS | 20001605 | PG_PROCESS WATER_FEED PUMP-1 OUTLET | FEED PUMP- 1 OUTLET
1500 |  | BGPL-1500-UTLY-UTPS | 20001606 | PG_PROCESS WATER_FEED PUMP-2 OUTLET | FEED PUMP-2 OUTLET
1500 |  | BGPL-1500-UTLY-UTPS | 20001607 | PS_PROCESS WATER_FEED PUMP-1 OUTLET | FEED PUMP- 1 OUTLET
1500 |  | BGPL-1500-UTLY-UTPS | 20001608 | PS_PROCESS WATER_FEED PUMP-2 OUTLET | FEED PUMP-2 OUTLET
1500 |  | BGPL-1500-UTLY-UTPS | 20001609 | FT_PROCESS WATER_MGF SYSTEM | MGF SYSTEM
1500 |  | BGPL-1500-UTLY-UTPS | 20001610 | PG_PROCESS WATER_RO FEED PUMP OUTLET | RO FEED PUMP OUT
1500 |  | BGPL-1500-UTLY-UTPS | 20001611 | PG_PROCESS WATER_CARTRIDGE FILTER OUTLET | CARTRADGE FILTER OUTLET
1500 |  | BGPL-1500-UTLY-UTPS | 20001612 | PG_PROCESS WATER_HIGH PRESSURE PUMP OUT | HIGH PRESSURE PUMP OUT
1500 |  | BGPL-1500-UTLY-UTPS | 20001613 | PG_PROCESS WATER_RO OUTLET | RO OUTLET
1500 |  | BGPL-1500-UTLY-UTPS | 20001614 | PS_PROCESS WATER_HIGH PRESS PUMP INLET | HIGH PRESSURE PUMP INLET
1500 |  | BGPL-1500-UTLY-UTPS | 20001615 | PS_PROCESS WATER_HIGH PRESS PUMP OUTLET | HIGH PRESSURE PUMP OUTLET
1500 |  | BGPL-1500-UTLY-UTPS | 20001616 | PS_PROCESS WATER_RO FEED PUMP OUT | RO FEED PUMP OUT
1500 |  | BGPL-1500-UTLY-UTPS | 20001617 | ORPS_PROCESS WATER_FEED LINE | ON FEED LINE
1500 |  | BGPL-1500-UTLY-UTPS | 20001618 | CTT_PROCESS WATER_ON PANEL | ON PANEL
1500 |  | BGPL-1500-UTLY-UTPS | 20001619 | CTS_PROCESS WATER_RO OUTLET | RO OUTLET
1500 |  | BGPL-1500-UTLY-UTPS | 20001620 | FT_PROCESS WATER_CSRO REJECT | CSRO RO REJECT
1500 |  | BGPL-1500-UTLY-UTPS | 20001621 | PG_PROCESS WATER_CIP PUMP OUT | CIP PUMP OUTLET
1500 |  | BGPL-1500-UTLY-UTPS | 20001622 | PG_PROCESS WATER_CARTRIDGE FILTER OUTLET | CARTRADGE FILTER OUTLET
1500 |  | BGPL-1500-UTLY-UTPS | 20001623 | PS_PROCESS WATER_CIP PUMP OUTLET | CIP PUMP OUTLET
1500 |  | BGPL-1500-UTLY-UTPS | 20001624 | PG_PROCESS WATER_NAOCL CIRCULATION PUMP | NAOCL CIRCULATION PUMP OUT
1500 |  | BGPL-1500-UTLY-UTPS | 20001625 | ORPT_PROCESS WATERC_ON PANEL | ON PANEL
1500 |  | BGPL-1500-UTLY-UTPS | 20001626 | ORPS_PROCESS WATER_NAOCL CIRCULATION | NAOCL RECIRCULATION SYSTEM
1500 |  | BGPL-1500-UTLY-UTPS | 20001627 | PG_PROCESS WATER_BAG FILTER INLET | BAG FILTER INLET
1500 |  | BGPL-1500-UTLY-UTPS | 20001628 | PG_PROCESS WATER_BAG FILTER OUT | BAG FILTER OUTLET
1500 |  | BGPL-1500-UTLY-UTPS | 20001629 | PG_PROCESS WATER_UF OUTLET LINE | UF OUTLET LINE
1500 |  | BGPL-1500-UTLY-UTPS | 20001630 | DPS_PROCESS WATER_ACROSS UF SYSTEM | ACROSS UF SYSTEM
1500 |  | BGPL-1500-UTLY-UTPS | 20001631 | PG_PROCESS WATER_UF INLET FEED LINE | UF INLET FEED LINE
1500 |  | BGPL-1500-UTLY-UTPS | 20001632 | PS_PROCESS WATER_BACKWASH LINE | BACKWASH LINE
1500 |  | BGPL-1500-UTLY-UTPS | 20001633 | LT_PROCESS WATER_UF PRODUCT TANK | ON UF PRODUCT WATER TANK
1500 |  | BGPL-1500-UTLY-UTPS | 20001634 | PG_PROCESS WATER_RO WATER TRANSFER PUMP | RO WATER TRANSFER PUMP OUT
1500 |  | BGPL-1500-UTLY-UTPS | 20001635 | PG_PROCESS WATER_UTILITY MAKEUP PUMP | UTILITY MAKE UP PUMP OUTLET
1500 |  | BGPL-1500-UTLY-UTPS | 20001636 | PS_PROCESS WATER_RO WATER TRANSFER PUMP | RO WATER TRANS PUMP OUT
1500 |  | BGPL-1500-UTLY-UTPS | 20001637 | PHS_PROCESS WATER_UTILITY MAKEUP SYSTEM | BOILER FEED LINE
1500 |  | BGPL-1500-UTLY-UTPS | 20001638 | PHT_PROCESS WATER_UTILITY MAKEUP SYSTEM | UTILITY MAKE UP SYSTEM
1500 |  | BGPL-1500-UTLY-UTPS | 20001639 | PS_PROCESS WATER_UTILITY MAKEUP | UTILITY MAKEUP PUMP OUTLET
1500 |  |  | 20001640 | ORPS_PROCESS WATER_COOLING TOWER MAKEUP | COOLING TOWER MAKE UP LINE
1500 |  |  | 20001641 | ORPT_PROCESS WATER_COOLING TOWER MAKEUP | UTILITY MAKE UP SYSTEM
1500 |  | BGPL-1500-UTLY-UTPS | 20001642 | LT_PROCESS WATER_DOSING TANK | DOSING TANK
1500 | FF-58 | BGPL-1500-UTLY-FF01 | 20001643 | PG_PURIFIED WATER_MULTISTAGE PUMP-1 | MULTISTAGE PUMP-1 OUTLET
1500 | FF-58 | BGPL-1500-UTLY-FF01 | 20001644 | PG_PURIFIED WATER_MULTISTAGE PUMP-2 | MULTISTAGE PUMP-2 OUTLET
1500 | FF-58 | BGPL-1500-UTLY-FF01 | 20001645 | PG_PURIFIED WATER_RO LOOP RETURN | RO LOOP RETURN
1500 | FF-58 | BGPL-1500-UTLY-FF01 | 20001646 | CG_PURIFIED WATER_RO FEED TANK | ON RO FEED TANK
1500 | FF-58 | BGPL-1500-UTLY-FF01 | 20001647 | PS_PURIFIED WATER_MULTISTAGE PUMP-1
1500 | FF-58 | BGPL-1500-UTLY-FF01 | 20001648 | PS_PURIFIED WATER_MULTISTAGE PUMP-2
1500 | GF-20 |  | 20001649 | ORPS_PURIFIED WATER_PROCESS WATER | PROCESS WATER DISTRIBUTION
1500 | GF-20 |  | 20001650 | ORPT_PURIFIED WATER_ON PANEL | ON PANEL
1500 | FF-58 | BGPL-1500-UTLY-FF01 | 20001651 | FT_PURIFIED WATER_PW RETURN LOOP | PW LOOP RETURN
1500 | FF-58 | BGPL-1500-UTLY-FF01 | 20001652 | LT_PURIFIED WATER_RO FEED TANK | RO FEED TANK
1500 | FF-58 | BGPL-1500-UTLY-FF01 | 20001653 | TST_PURIFIED WATER_PW STORAGE TANK | ON PW STARAGE TANK
1500 | FF-58 | BGPL-1500-UTLY-FF01 | 20001654 | PG_PURIFIED WATER_SANITARY PUMP OUTLET | SANITARY PUMP OUTLET
1500 | FF-58 | BGPL-1500-UTLY-FF01 | 20001655 | PG_PURIFIED WATER_LOOP RETURN LINE | RETURN LOOP LINE
1500 | FF-58 | BGPL-1500-UTLY-FF01 | 20001656 | PG_PURIFIED WATER_CHILLED WATER OUT | CHILLED WATER OUT LINE
1500 | FF-58 | BGPL-1500-UTLY-FF01 | 20001657 | CG_PURIFIED WATER_PW STORAGE TANK | ON PW STARAGE TANK
1500 | FF-58 | BGPL-1500-UTLY-FF01 | 20001658 | CTS_PURIFIED WATER_RETURN LOOP LINE | RETURN LOOP LINE
1500 | FF-58 | BGPL-1500-UTLY-FF01 | 20001659 | CTT_PURIFIED WATER_RETURN LOOP LINE | RETURN LOOP LINE
1500 | FF-58 | BGPL-1500-UTLY-FF01 | 20001660 | CTS_PURIFIED WATER_SUPPLY LOOP LINE | SUPPLY LOOP LINE
1500 | FF-58 | BGPL-1500-UTLY-FF01 | 20001661 | CTT_PURIFIED WATER_SUPPLY LOOP LINE | SUPPLY LOOP LINE
1500 | FF-58 | BGPL-1500-UTLY-FF01 | 20001662 | FT_PURIFIED WATER_RO RETURN LOOP | RO LOOP RETURN
1500 | FF-58 | BGPL-1500-UTLY-FF01 | 20001663 | TST_PURIFIED WATER_RETURN LOOP LINE | RETURN LOOP LINE TEMPERATURE
1500 | FF-58 | BGPL-1500-UTLY-FF01 | 20001664 | TST_PURIFIED WATER_HEAT EXCH.OUT TEMP | HEAT EXCHANGE OUT TEMPERATURE
1500 | FF-58 | BGPL-1500-UTLY-FF01 | 20001665 | LT_PURIFIED WATER_PW STORAGE TANK | PURIFIED WATER STORAGE TANK
1500 | FF-58 | BGPL-1500-UTLY-FF01 | 20001666 | TOCA_PURIFIED WATER_S& D RETURN LOOP | S & D RETURN LOOP
1500 | FF-58 | BGPL-1500-UTLY-FF01 | 20001667 | PHS_PURIFIED WATER_BEFORE RO | BEFORE RO
1500 | FF-58 | BGPL-1500-UTLY-FF01 | 20001668 | PHT_PURIFIED WATER_BEFORE RO | AFTER RO/BEFORE EDI
1500 | FF-58 | BGPL-1500-UTLY-FF01 | 20001669 | CTS_PURIFIED WATER_EDI CONCENTRATION OUT | AFTER RO/BEFORE EDI
1500 | FF-58 | BGPL-1500-UTLY-FF01 | 20001670 | CTS_PURIFIED WATER_AFTER RO | AFTER RO
1500 | FF-58 | BGPL-1500-UTLY-FF01 | 20001671 | CTS_PURIFIED WATER_AFTER EDI | AFTER EDI
1500 | FF-58 | BGPL-1500-UTLY-FF01 | 20001672 | CTT_PURIFIED WATER_ON PANEL | ON PANEL
1500 | FF-58 | BGPL-1500-UTLY-FF01 | 20001673 | FT_PURIFIED WATER_FEED LINE | BEFORE RO FEED LINE
1500 | FF-58 | BGPL-1500-UTLY-FF01 | 20001674 | FT_PURIFIED WATER_AFTER EDI | AFTER EDI
1500 | FF-58 | BGPL-1500-UTLY-FF01 | 20001675 | FT_PURIFIED WATER_RO REJECT | RO REJECT
1500 | FF-58 | BGPL-1500-UTLY-FF01 | 20001676 | FT_PURIFIED WATER_EDI INLET | EDI INLET
1500 | FF-58 | BGPL-1500-UTLY-FF01 | 20001677 | PT_PURIFIED WATER_FEED WATER INLET | FEED WATER INLET
1500 | FF-58 | BGPL-1500-UTLY-FF01 | 20001678 | PT_PURIFIED WATER_HP PUMP INLET | HIGH PRESSURE PUMP IN
1500 | FF-58 | BGPL-1500-UTLY-FF01 | 20001679 | PT_PURIFIED WATER_HP PUMP INLET | AFTER RO
1500 | FF-58 | BGPL-1500-UTLY-FF01 | 20001680 | PT_PURIFIED WATER_AFTER EDI CONS. TANK | AFTER EDI CONSTRATION TANK
1500 | FF-58 | BGPL-1500-UTLY-FF01 | 20001681 | PT_PURIFIED WATER_EDI OUTLET | EDI OUTLET
1500 | FF-58 | BGPL-1500-UTLY-FF01 | 20001682 | PT_PURIFIED WATER_HP PUMP OUTLET | HIGH PRESSURE PUMP OUT
1500 | FF-58 | BGPL-1500-UTLY-FF01 | 20001683 | PG_PURIFIED WATER_HP PUMP OUT | HIGH PRESSURE PUMP OUT
1500 | FF-58 | BGPL-1500-UTLY-FF01 | 20001684 | PG_PURIFIED WATER_BEFORE RO SYSTEM | BEFORE RO SYSTEM
1500 | FF-58 | BGPL-1500-UTLY-FF01 | 20001685 | TST_PURIFIED WATER_BEFORE RO SYSTEM | BEFORE RO SYSTEM
1500 | FF-58 | BGPL-1500-UTLY-FF01 | 20001686 | TST_PURIFIED WATER_EDI OUTLET | EDI OUTLET
1500 | FF-43 | BGPL-1500-QLCN-MICR | 20001687 | CG_HPHV STEAM STERILIZER_JACKET PRESS | JACKET PRESSURE
1500 | FF-43 | BGPL-1500-QLCN-MICR | 20001688 | CG_HPHV STEAM STERILIZER_CHAMBER PRESS | CHAMBER PRESSURE
1500 | FF-43 | BGPL-1500-QLCN-MICR | 20001689 | CG_HPHV STEAM STERILIZER_LD GASKET | LD GASKET PRESSURE
1500 | FF-43 | BGPL-1500-QLCN-MICR | 20001690 | CG_HPHV STEAM STERILIZER_ULD GASKET | ULD GASKET PRESSURE
1500 | FF-49 | BGPL-1500-QLCN-MICR | 20001691 | CG_HPHV STEAM STERILIZER_CHAMBER PRESS | CHAMBER PRESSURE
1500 | FF-49 | BGPL-1500-QLCN-MICR | 20001692 | CG_HPHV STEAM STERILIZER_ULD GASKET | ULD GASKET PRESSURE
1500 | FF-43 | BGPL-1500-QLCN-MICR | 20001693 | PG_HPHV STEAM STERILIZER_STEAM PRE | STEAM GEN. PRESSURE
1500 | FF-43 | BGPL-1500-QLCN-MICR | 20001694 | PG_HPHV STEAM STERLIZER_DOOR GASKET | DOOR GASKET
1500 | FF-43 | BGPL-1500-QLCN-MICR | 20001695 | PG_HPHV STEAM STERILIZER_DOOR CYLINDER | DOOR CYLENDER
1500 | FF-43 | BGPL-1500-QLCN-MICR | 20001696 | PG_HPHV STEAM STERILIZER_MAIN AIR | MAIN AIR PRESSURE
1500 | FF-43 | BGPL-1500-QLCN-MICR | 20001697 | TS_HPHV STEAM STERILIZER_CHAMBER | INSIDE CHAMBER
1500 | FF-43 | BGPL-1500-QLCN-MICR | 20001698 | TS_HPHV_CHAMBER _REPALCED WITH 20002302 | INSIDE CHAMBER
1500 | FF-43 | BGPL-1500-QLCN-MICR | 20001699 | TS_HPHV STEAM STERILIZER_CHAMBER | INSIDE CHAMBER
1500 | FF-43 | BGPL-1500-QLCN-MICR | 20001700 | TS_HPHV_CHAMBER _REPALCED WITH 20002303 | INSIDE CHAMBER
1500 | FF-43 | BGPL-1500-QLCN-MICR | 20001701 | TS_HPHV STEAM STERILIZER_CHAMBER | DRAIN LINE
1500 | FF-43 | BGPL-1500-QLCN-MICR | 20001702 | TT_HPHV STEAM STERILIZER_IN PANEL | IN PANEL
1500 | FF-43 | BGPL-1500-QLCN-MICR | 20001703 | TT_HPHV STEAM STERILIZER_IN PANEL | IN PANEL
1500 | FF-43 | BGPL-1500-QLCN-MICR | 20001704 | TT_HPHV STEAM STERILIZER_IN PANEL | IN PANEL
1500 | FF-43 | BGPL-1500-QLCN-MICR | 20001705 | TT_HPHV STEAM STERILIZER_IN PANEL | IN PANEL
1500 | FF-43 | BGPL-1500-QLCN-MICR | 20001706 | TT_HPHV STEAM STERILIZER_IN PANEL | IN PANEL
1500 | FF-43 | BGPL-1500-QLCN-MICR | 20001707 | SCR_HPHV STEAM STERILIZER_ON PANEL | ON PANEL
1500 |  | BGPL-1500-UTLY-UTPS | 20001708 | PG_ETP_EFLUENT TRANSFER PUMP-A | EFLUENT RANSFER PUMP-A
1500 |  | BGPL-1500-UTLY-UTPS | 20001709 | PG_ETP_EFLUENT TRANSFER PUMP-A | EFLUENT RANSFER PUMP-B
1500 |  | BGPL-1500-UTLY-UTPS | 20001710 | PG_ETP_TUBE SETTLER-1 PUMP-A OUT | TUBE SETTLER -1 PUMP -A OUT
1500 |  | BGPL-1500-UTLY-UTPS | 20001711 | PG_ETP_TUBE SETTLER-1 PUM -B OUT | TUBE SETTLER -1 PUMP -B OUT
1500 |  | BGPL-1500-UTLY-UTPS | 20001712 | PG_ETP_TUBE SETTLER-2 PUMP-A OUT | TUBE SETTLER -2 PUMP -A OUT
1500 |  | BGPL-1500-UTLY-UTPS | 20001713 | PG_ETP_TUBE SETTLER-2 PUMP-B OUT | TUBE SETTLER -2PUMP -B OUT
1500 |  | BGPL-1500-UTLY-UTPS | 20001714 | PG_ETP_CHLORINATION SUMP PUMP-A OUT | CLORINATION SUMP PUMP-A OUT
1500 |  | BGPL-1500-UTLY-UTPS | 20001715 | PG_ETP_CHLORINATION SUMP PUMP-B OUT | CLORINATION SUMP PUMP-B OUT
1500 |  | BGPL-1500-UTLY-UTPS | 20001716 | PG_ETP_MGF INLET | MGF INLET
1500 |  | BGPL-1500-UTLY-UTPS | 20001717 | PG_ETP_MGF OUTLET | MGF OUTLET
1500 |  | BGPL-1500-UTLY-UTPS | 20001718 | PG_ETP_ACF INLET | ACF INLET
1500 |  | BGPL-1500-UTLY-UTPS | 20001719 | PG_ETP_ACF OUTLET | ACF OUTLET
1500 |  | BGPL-1500-UTLY-UTPS | 20001720 | PG_ETP_FINAL SUMP PUMP-A OUTLET | FINAL SUMP PUMP-A OUTLET
1500 |  | BGPL-1500-UTLY-UTPS | 20001721 | PG_ETP_FINAL SUMP PUMP-B OUTLET | FINAL SUMP PUMP-B OUTLET
1500 |  | BGPL-1500-UTLY-UTPS | 20001722 | PG_ETP_FILTER PRESS FEED PUMP-B OUT | FILTER PRESS FEED PUMP-B OUT
1500 |  | BGPL-1500-UTLY-UTPS | 20001723 | PG_ETP_FILTER PRESS FEED PUMP-A OUT | FILTER PRESS FEED PUMP-A OUT
1500 |  | BGPL-1500-UTLY-UTPS | 20001724 | PG_ETP_AIR BLOWER OUTLET-A | AIR BLOWER OUTLET-A
1500 |  | BGPL-1500-UTLY-UTPS | 20001725 | PG_ETP_AIR BLOWER OUTLET-B | AIR BLOWER OUTLET-B
1500 |  | BGPL-1500-UTLY-UTPS | 20001726 | PG_ETP_ON FILTER PRESS POWER PACK | ON FILTER PRESS POWER PACK
1500 |  | BGPL-1500-UTLY-UTPS | 20001727 | PG_ETP_ON FILTER PRESS FEED PUMP | ON FILTER PRESS FEED PUMP
1500 |  | BGPL-1500-UTLY-UTPS | 20001728 | PS_ETP_EQUALIZATION TANK | EQUILIZATION TANK
1500 |  | BGPL-1500-UTLY-UTPS | 20001729 | LS_ETP_CHLORINATION 2KL TANK | CHLORINATION 2 KL TANK
1500 |  | BGPL-1500-UTLY-UTPS | 20001730 | LS_ETP_FINAL SUMP 10KL TANK | FINAL SUMP 10 KL TANK
1500 |  | BGPL-1500-UTLY-UTPS | 20001731 | LS_ETP_SLUDGE SUMP 2KL TANK | SLUG SUMP 2 KL TANK
1500 | FF-60 | BGPL-1500-UTLY-FF01 | 20001732 | TS_AHU-F04_ON RETURN AIR DUCT | ON RETURN AUR DUCT
1500 | FF-60 | BGPL-1500-UTLY-FF01 | 20001733 | DPS_AHU-F04_PRE FILTER | ACROSS PRE FILTER
1500 | FF-60 | BGPL-1500-UTLY-FF01 | 20001734 | DPS_AHU-F04_FINE FILTER | ON AHU
1500 | FF-15 | BGPL-1500-UTLY-UTYO | 20001735 | DPS_AHU-G22_PRE FILTER | ACROSS PRE FILTER
1500 | FF-60 | BGPL-1500-UTLY-FF01 | 20001736 | RHTT_AHU-F05_COOLING ZONE | COOLING ZONE
1500 | FF-60 | BGPL-1500-UTLY-FF01 | 20001737 | DPS_AHU-F05_ON AHU | ON AHU
1500 | FF-60 | BGPL-1500-UTLY-FF01 | 20001738 | DPS_AHU-F05_ON AHU | ON AHU
1500 | FF-60 | BGPL-1500-UTLY-FF01 | 20001739 | DPT_AHU-F05_ON AHU | ON AHU
1500 | FF-60 | BGPL-1500-UTLY-FF01 | 20001740 | DF_RHTT_AHU-F06_ON RETURN AIR DUCT | ON RETURN AIR DUCT
1500 | FF-60 | BGPL-1500-UTLY-FF01 | 20001741 | DPS_AHU-F06_ON AHU | ON AHU
1500 | FF-60 | BGPL-1500-UTLY-FF01 | 20001742 | DPS_AHU-F06_ON AHU | ON AHU
1500 | FF-60 | BGPL-1500-UTLY-FF01 | 20001743 | DPT_AHU-F06_MLT ROOM-1 | MLT ROOM 1
1500 | FF-60 | BGPL-1500-UTLY-FF01 | 20001744 | RHTT_AHU-F07_MLT ROOM-2 | MLT ROOM 2
1500 | FF-60 | BGPL-1500-UTLY-FF01 | 20001745 | DPS_AHU-F07_PRE FILTER | ON AHU
1500 | FF-60 | BGPL-1500-UTLY-FF01 | 20001746 | DPS_AHU-F07_FINE FILTER | ON AHU
1500 | FF-60 | BGPL-1500-UTLY-FF01 | 20001747 | DPT_AHU-F07_MLT ROOM-2 | MLT ROOM 2
1500 | FF-15 | BGPL-1500-UTLY-FF01 | 20001748 | DUPS_AHU-F01_IN AHU | ON RETURN AIR DUCT
1500 | FF-15 | BGPL-1500-UTLY-FF01 | 20001749 | DPS_AHU-F01_PRE FILTER | ON AHU
1500 | FF-15 | BGPL-1500-UTLY-FF01 | 20001750 | DPS_AHU-F01_FINE FILTER | ON AHU
1500 | FF-15 | BGPL-1500-UTLY-UTYO | 20001751 | DPS_AHU-G22_FINE FILTER | ACROSS FINE FILTER
1500 | FF-15 | BGPL-1500-UTLY-FF02 | 20001752 | TS_AHU-F02_ON RETURN AIR DUCT | ON RETURN AIR DUCT
1500 | FF-15 | BGPL-1500-UTLY-FF02 | 20001753 | DPS_AHU-F02_PRE FILTER | ON AHU
1500 | FF-15 | BGPL-1500-UTLY-FF02 | 20001754 | DPS_AHU-F02_FINE FILTER | ON AHU
1500 | FF-15 | BGPL-1500-UTLY-FF01 | 20001755 | DPS_FDV-EB-G01_PRE FILTER | ACROSS PRE FILTER
1500 | FF-15 | BGPL-1500-UTLY-FF02 | 20001756 | TS_AHU-F03_ON RETURN AIR DUCT | ON RETURN AIR DUCT
1500 | FF-15 | BGPL-1500-UTLY-FF02 | 20001757 | DPS_AHU-F03_PRE FILTER | ON AHU
1500 | FF-15 | BGPL-1500-UTLY-FF02 | 20001758 | DPS_AHU-F03_FINE FILTER | ON AHU
1500 | FF-15 | BGPL-1500-UTLY-FF01 | 20001759 | DPS_FDV-F2-EB_PRE FILTER | ACROSS PRE FILTER
1500 | FF-15 | BGPL-1500-UTLY-FF01 | 20001760 | RHTT_AHU-G08_ON RETURN AIR DUCT | ON RETURN AIR DUCT
1500 | FF-15 | BGPL-1500-UTLY-FF01 | 20001761 | DPS_AHU-G08_PRE FILTER | ON AHU
1500 | FF-15 | BGPL-1500-UTLY-FF01 | 20001762 | DPS_AHU-G08_FINE FILTER | ON AHU
1500 | FF-15 | BGPL-1500-UTLY-FF01 | 20001763 | DPT_AHU-G08_ON AHU | ON AHU
1500 | FF-15 | BGPL-1500-UTLY-FF01 | 20001764 | RHTT_AHU-G08A_ON RETURN AIR DUCT | ON RETURN AIR DUCT
1500 | FF-15 | BGPL-1500-UTLY-FF01 | 20001765 | DPS_AHU-G08A_PRE FILTER | ON AHU
1500 | FF-15 | BGPL-1500-UTLY-FF01 | 20001766 | DPS_AHU-G08A_FINE FILTER | ON AHU
1500 | FF-15 | BGPL-1500-UTLY-FF01 | 20001767 | DPT_AHU-G08A_ON AHU | ON AHU
1500 | FF-15 | BGPL-1500-UTLY-FF01 | 20001768 | RHTT_AHU-G09_ON RETURN AIR DUCT | ON RETURN AUR DUCT
1500 | FF-15 | BGPL-1500-UTLY-FF01 | 20001769 | DPS_AHU-G09_PRE FILTER | ON AHU
1500 | FF-15 | BGPL-1500-UTLY-FF01 | 20001770 | DPS_AHU-G09_FINE FILTER | ON AHU
1500 | FF-15 | BGPL-1500-UTLY-FF01 | 20001771 | DPT_AHU-G09_ON AHU | ON AHU
1500 | FF-15 | BGPL-1500-UTLY-FF01 | 20001772 | RHTT_AHU-G10_ON RETURN AIR DUCT | ON RETURN AUR DUCT
1500 | FF-15 | BGPL-1500-UTLY-FF01 | 20001773 | DPS_AHU-G10_PRE FILTER | ON AHU
1500 | FF-15 | BGPL-1500-UTLY-FF01 | 20001774 | DPS_AHU-G10_FINE FILTER | ON AHU
1500 | FF-15 | BGPL-1500-UTLY-FF01 | 20001775 | DPT_AHU-G10_ON AHU | ON AHU
1500 | FF-15 | BGPL-1500-UTLY-FF01 | 20001776 | RHTT_AHU-G11_ON RETURN AIR DUCT | ON RETURN AIR DUCT
1500 | FF-15 | BGPL-1500-UTLY-FF01 | 20001777 | DPS_AHU-G11_PRE FILTER | ON AHU
1500 | FF-15 | BGPL-1500-UTLY-FF01 | 20001778 | DPS_AHU-G11_FINE FILTER | ON AHU
1500 | FF-15 | BGPL-1500-UTLY-FF01 | 20001779 | DPT_AHU-G11_ON AHU | ON AHU
1500 | FF-15 | BGPL-1500-UTLY-FF01 | 20001780 | RHTT_AHU-G12_ON RETURN AIR DUCT | ON RETURN AIR DUCT
1500 | FF-15 | BGPL-1500-UTLY-FF01 | 20001781 | DPS_AHU-G12_PRE FILTER | ON AHU
1500 | FF-15 | BGPL-1500-UTLY-FF01 | 20001782 | DPS_AHU-G12_FINE FILTER | ON AHU
1500 | FF-15 | BGPL-1500-UTLY-FF01 | 20001783 | DPT_AHU-G12_ON AHU | ON AHU
1500 | FF-15 | BGPL-1500-UTLY-FF01 | 20001784 | RHTT_AHU-G13_ON RETURN AIR DUCT | ON RETURN AIR DUCT
1500 | FF-15 | BGPL-1500-UTLY-FF01 | 20001785 | DPS_AHU-G13_PRE FILTER | ON AHU
1500 | FF-15 | BGPL-1500-UTLY-FF01 | 20001786 | DPS_AHU-G13_FINE FILTER | ON AHU
1500 | FF-15 | BGPL-1500-UTLY-FF01 | 20001787 | DPT_AHU-G13_ON AHU | ON AHU
1500 | FF-15 | BGPL-1500-UTLY-FF01 | 20001788 | RHTT_AHU-G14_ON RETURN AIR DUCT | ON RETURN AIR DUCT
1500 | FF-15 | BGPL-1500-UTLY-FF01 | 20001789 | DPS_AHU-G14_PRE FILTER | ON AHU
1500 | FF-15 | BGPL-1500-UTLY-FF01 | 20001790 | DPS_AHU-G14_FINE FILTER | ON AHU
1500 | FF-15 | BGPL-1500-UTLY-FF01 | 20001791 | DPT_AHU-G14_ON AHU | ON AHU
1500 | FF-15 | BGPL-1500-UTLY-FF01 | 20001792 | RHTT_AHU-G15_ON RETURN AIR DUCT | ON RETURN AIR DUCT
1500 | FF-15 | BGPL-1500-UTLY-FF01 | 20001793 | DPS_AHU-G15_PRE FILTER | ON AHU
1500 | FF-15 | BGPL-1500-UTLY-FF01 | 20001794 | DPS_AHU-G15_FINE FILTER | ON AHU
1500 | FF-15 | BGPL-1500-UTLY-FF01 | 20001795 | DPT_AHU-G15_ON AHU | ON AHU
1500 | FF-15 | BGPL-1500-UTLY-FF01 | 20001796 | TS_AHU-G16_ON RETURN AIR DUCT | ON RETURN AUR DUCT
1500 | FF-15 | BGPL-1500-UTLY-FF01 | 20001797 | DPS_AHU-G16_PRE FILTER | ON AHU
1500 | FF-15 | BGPL-1500-UTLY-FF01 | 20001798 | DPS_AHU-G16_FINE FILTER | ON AHU
1500 | FF-15 | BGPL-1500-UTLY-FF01 | 20001799 | DPT_AHU-G16_ON AHU | ON AHU
1500 | FF-15 | BGPL-1500-UTLY-FF01 | 20001800 | TS_AHU-G17_ON RETURN AIR DUCT | ON RETURN AUR DUCT
1500 | FF-15 | BGPL-1500-UTLY-FF01 | 20001801 | DPS_AHU-G17_PRE FILTER | ON AHU
1500 | FF-15 | BGPL-1500-UTLY-FF01 | 20001802 | DPS_AHU-G17_FINE FILTER | ON AHU
1500 | FF-60 | BGPL-1500-UTLY-FF01 | 20001803 | DPS_AHU-FO4_ON AHU | ON AHU
1500 | FF-15 | BGPL-1500-UTLY-FF01 | 20001804 | TS_AHU-G17A_ON RETURN AIR DUCT | ON RETURN AUR DUCT
1500 | FF-15 | BGPL-1500-UTLY-FF01 | 20001805 | DPS_AHU-G17_PRE FILTER | ON AHU
1500 | FF-15 | BGPL-1500-UTLY-FF01 | 20001806 | DPS_AHU-G17_FINE FILTER | ON AHU
1500 | FF-15 | BGPL-1500-UTLY-FF01 | 20001807 | DP TRANSMITTER_AHU G17A | ON AHU
1500 | FF-60 | BGPL-1500-UTLY-FF01 | 20001808 | TS_AHU-G18_ON RETURN AIR DUCT | ON RETURN AUR DUCT
1500 | FF-60 | BGPL-1500-UTLY-FF01 | 20001809 | DPS_AHU-G18_PRE FILTER | ON AHU
1500 | FF-60 | BGPL-1500-UTLY-FF01 | 20001810 | DPS_AHU-G18_FINE FILTER | ON AHU
1500 | FF-60 | BGPL-1500-UTLY-FF01 | 20001811 | DPT_AHU-G18_ON AHU | ON AHU
1500 | FF-15 | BGPL-1500-UTLY-FF02 | 20001812 | RHTT_AHU-G19_ON RETURN AIR DUCT | ON RETURN AIR DUCT
1500 | FF-15 | BGPL-1500-UTLY-FF02 | 20001813 | DPS_AHU-G19_PRE FILTER | ON AHU
1500 | FF-15 | BGPL-1500-UTLY-FF02 | 20001814 | DPS_AHU-G19_FINE FILTER | ON AHU
1500 | FF-15 | BGPL-1500-UTLY-FF02 | 20001815 | DPT_AHU-G19_ON AHU | ON AHU
1500 | FF-60 | BGPL-1500-UTLY-FF01 | 20001816 | RHTT_AHU-G20_ON RETURN AIR DUCT | ON RETURN AIR DUCT
1500 | FF-60 | BGPL-1500-UTLY-FF01 | 20001817 | DPS_AHU-G20_PRE FILTER | ON AHU
1500 | FF-60 | BGPL-1500-UTLY-FF01 | 20001818 | DPS_AHU-G20_FINE FILTER | ON AHU
1500 | FF-60 | BGPL-1500-UTLY-FF01 | 20001819 | DPT_AHU-G20_ON AHU | ON AHU
1500 | FF-15 | BGPL-1500-UTLY-FF01 | 20001820 | RHTT_AHU-G21_ON RETURN AIR DUCT | ON RETURN AIR DUCT
1500 | FF-15 | BGPL-1500-UTLY-FF01 | 20001821 | DPS_AHU-G21_PRE FILTER | ON AHU
1500 | FF-15 | BGPL-1500-UTLY-FF01 | 20001822 | DPS_AHU-G21_FINE FILTER | ON AHU
1500 | FF-15 | BGPL-1500-UTLY-FF01 | 20001823 | DPT_AHU-G21_ON AHU | ON AHU
1500 | FF-15 | BGPL-1500-UTLY-FF01 | 20001824 | RHTT_AHU-G01_ON RETURN AIR DUCT | ON RETURN AIR DUCT
1500 | FF-15 | BGPL-1500-UTLY-FF01 | 20001825 | DPS_AHU-G01_PRE FILTER | ON AHU
1500 | FF-15 | BGPL-1500-UTLY-FF01 | 20001826 | DPS_AHU-G01_FINE FILTER | ON AHU
1500 | FF-15 | BGPL-1500-UTLY-FF01 | 20001827 | DPT_AHU-G01_ON AHU | ON AHU
1500 | FF-15 | BGPL-1500-UTLY-FF01 | 20001828 | RHTT_AHU-G02_ON RETURN AIR DUCT | ON RETURN AIR DUCT
1500 | FF-15 | BGPL-1500-UTLY-FF01 | 20001829 | DPS_AHU-G02_PRE FILTER | ON AHU
1500 | FF-15 | BGPL-1500-UTLY-FF01 | 20001830 | DPS_AHU-G02_FINE FILTER | ON AHU
1500 | FF-15 | BGPL-1500-UTLY-FF01 | 20001831 | DPT_AHU-G02_ON AHU | ON AHU
1500 | FF-15 | BGPL-1500-UTLY-FF01 | 20001832 | RHTT_AHU-G03_ON RETURN AIR DUCT | ON RETURN AIR DUCT
1500 | FF-15 | BGPL-1500-UTLY-FF01 | 20001833 | DPS_AHU-G03_PRE FILTER | ON AHU
1500 | FF-15 | BGPL-1500-UTLY-FF01 | 20001834 | DPS_AHU-G03_FINE FILTER | ON AHU
1500 | FF-15 | BGPL-1500-UTLY-FF01 | 20001835 | DPT_AHU-G03_ON AHU | ON AHU
1500 | FF-15 | BGPL-1500-UTLY-FF01 | 20001836 | RHTT_AHU-G04_ON RETURN AIR DUCT | ON RETURN AIR DUCT
1500 | FF-15 | BGPL-1500-UTLY-FF01 | 20001837 | DPS_AHU-G04_PRE FILTER | ON AHU
1500 | FF-15 | BGPL-1500-UTLY-FF01 | 20001838 | DPS_AHU-G04_FINE FILTER | ON AHU
1500 | FF-15 | BGPL-1500-UTLY-FF01 | 20001839 | DPT_AHU-G04_ON AHU | ON AHU
1500 | FF-15 | BGPL-1500-UTLY-FF01 | 20001840 | RHTT_AHU-G05_ON RETURN AIR DUCT | ON RETURN AIR DUCT
1500 | FF-15 | BGPL-1500-UTLY-FF01 | 20001841 | DPS_AHU-G05_PRE FILTER | ON AHU
1500 | FF-15 | BGPL-1500-UTLY-FF01 | 20001842 | DPS_AHU-G05_FINE FILTER | ON AHU
1500 | FF-15 | BGPL-1500-UTLY-FF01 | 20001843 | DPT_AHU-G05_ON AHU | ON AHU
1500 | FF-15 | BGPL-1500-UTLY-FF02 | 20001844 | RHTT_AHU-G06_ON RETURN AIR DUCT | ON RETURN AIR DUCT
1500 | FF-15 | BGPL-1500-UTLY-FF02 | 20001845 | DPS_AHU-G06_PRE FILTER | ON AHU
1500 | FF-15 | BGPL-1500-UTLY-FF02 | 20001846 | DPS_AHU-G06_FINE FILTER | ON AHU
1500 | FF-15 | BGPL-1500-UTLY-FF02 | 20001847 | DPT_AHU-G06_ON AHU | ON AHU
1500 | FF-15 | BGPL-1500-UTLY-FF01 | 20001848 | RHTT_AHU-G07_ON RETURN AIR DUCT | ON RETURN AIR DUCT
1500 | FF-15 | BGPL-1500-UTLY-FF01 | 20001849 | DPS_AHU-G07_PRE FILTER | ON AHU
1500 | FF-15 | BGPL-1500-UTLY-FF01 | 20001850 | DPS_AHU-G07_FINE FILTER | ON AHU
1500 | FF-15 | BGPL-1500-UTLY-FF01 | 20001851 | DPT_AHU-G07_ON AHU | ON AHU
1500 | GF-20 | BGPL-1500-UTLY-UTYO | 20001852 | PG_AIR DRYER_AIR RECEIVER TANK-01 | ON AIR RECEVER TANK-01
1500 | GF-20 | BGPL-1500-UTLY-UTYO | 20001853 | PG_AIR DRYER_AIR RECEIVER TANK-02 | AIR RECEVER TANK-02
1500 | GF-67 | BGPL-1500-PILT-BLST | 20001858 | TS_BLISTER PACKING M/C_FORMING TOP | HEATING TOP PLATE TEMP.
1500 | GF-67 | BGPL-1500-PILT-BLST | 20001859 | TS_BLISTER MINIBLIS_FORMING BOTTOM | HEATING BOTTOM PLATE TEMP.
1500 | GF-67 | BGPL-1500-PILT-BLST | 20001860 | TS_BLISTERMINIBLIS_SEALING PLATE | SEALING TOP PLATE TEMP.
1500 | GF-67 | BGPL-1500-PILT-BLST | 20001861 | TS_BLISTER MINIBLIS_EMBOSSING | FOR EMBOSSING TEMP..
1500 | GF-67 | BGPL-1500-PILT-BLST | 20001862 | PG_BLISTER MINIBLIS_SHUTTLE FEEDING | SHUTTLE FEEDING
1500 | GF-67 | BGPL-1500-PILT-BLST | 20001863 | PG_BLISTER MINIBLIS_OVER PRINTING | OVER PRINTING STATION
1500 | GF-67 | BGPL-1500-PILT-BLST | 20001864 | PG_BLISTER MINIBLIS_OVER INDEXING | INDEXING STATION
1500 | GF-67 | BGPL-1500-PILT-BLST | 20001865 | PG_BLISTER MINIBLIS_MAIN FRL UNIT | MAIN FRL UNIT
1500 | GF-67 | BGPL-1500-PILT-BLST | 20001866 | PG_BLISTER MINIBLIS_TOP SEALING | TOP SEALING PRESSURE
1500 | GF-67 | BGPL-1500-PILT-BLST | 20001867 | TG_BLISTER MINIBLIS_C/W INLET LINE | COOLING WATER IN
1500 | GF-67 | BGPL-1500-PILT-BLST | 20001868 | TG_BLISTER MINIBLIS_C/W INLET OUTLET | COOLING WATER OUT
1500 | GF-50 | BGPL-1500-PRDN-BLST | 20001869 | CG_BLISTER UHLMANN_ON VACUUM PUMP | ON VACUUM PUMP
1500 | GF-50 | BGPL-1500-PRDN-BLST | 20001870 | PG_BLISTER UHLMANN_SEALING PRESSURE | SEALING PRESSURE
1500 | GF-50 | BGPL-1500-PRDN-BLST | 20001871 | PG_BLISTER UHLMANN_AIR PREPARATION | AIR PREPARATION
1500 | GF-50 | BGPL-1500-PRDN-BLST | 20001872 | PG_BLISTER UHLMANN_LOWERING LANE-1 | LOWERING LANE-1
1500 | GF-50 | BGPL-1500-PRDN-BLST | 20001873 | PG_BLISTER UHLMANN_LOWERING LANE-2 | LOWERING LANE-2
1500 | GF-50 | BGPL-1500-PRDN-BLST | 20001874 | PG_BLISTER UHLMANN_LOWERING LANE-3 | LOWERING LANE-3
1500 | GF-50 | BGPL-1500-PRDN-BLST | 20001875 | PG_BLISTER UHLMANN_EMPTY INDEX | EMPTY INDEX
1500 | GF-50 | BGPL-1500-PRDN-BLST | 20001876 | PG_BLISTER UHLMANN_BLOWERING AIR REJECT | BLOWING AIR REJECT
1500 | GF-50 | BGPL-1500-PRDN-BLST | 20001877 | PG_BLISTER UHLMANN_SINGLE REJECT TUCKER | SINGLE REJECT TUCKER
1500 | GF-50 | BGPL-1500-PRDN-BLST | 20001878 | PG_BLISTER UHLMANN_FORMING AIR BAG | FORMING AIR BAG
1500 | GF-50 | BGPL-1500-PRDN-BLST | 20001879 | PG_BLISTER UHLMANN_VALVE ISLAND | VALVE ISLAND
1500 | GF-50 | BGPL-1500-PRDN-BLST | 20001880 | PG_BLISTER UHLMANN_ON REGULAT0R | ON REGULATOR
1500 | GF-50 | BGPL-1500-PRDN-BLST | 20001881 | PG_BLISTER UHLMANN_DISTRIBUTION FEEDING | DISTRIBUTION FEEDING
1500 | GF-52 | BGPL-1500-PRDN-PACK | 20001882 | CG_CARTONING M/C_ON VACUUM PUMP | ON VACUUM PUMP
1500 | GF-52 | BGPL-1500-PRDN-PACK | 20001883 | PG_CARTONING M/C_ON MAIN REGULATOR | ON MAIN REGULATOR
1500 | GF-52 | BGPL-1500-PRDN-PACK | 20001884 | PG_CARTONING M/C_ON FILTER | ON FILTER
1500 | GF-52 | BGPL-1500-PRDN-PACK | 20001885 | PG_CARTONING M/C_LEAFLET REJECT | LEAFLET REJECT
1500 | GF-52 | BGPL-1500-PRDN-PACK | 20001886 | PG_CARTONING M/C_CLUSTER PLATE | CLUSTER PLATE
1500 | GF-52 | BGPL-1500-PRDN-PACK | 20001887 | PG_CARTONING M/C_PRODUCT ROLLER | PRODUCT ROLLER
1500 | GF-52 | BGPL-1500-PRDN-PACK | 20001888 | PG_CARTONING M/C_LEAFLET PRE INSERT | LEAFLET PRE INSERT
1500 | GF-52 | BGPL-1500-PRDN-PACK | 20001889 | PG_CARTONING M/C_CARTON FEEDER | CARTON FEEDER
1500 | GF-52 | BGPL-1500-PRDN-PACK | 20001890 | PG_CARTONING M/C_FAULTY PACKAGE | FAULTY PACKAGE
1500 | GF-52 | BGPL-1500-PRDN-PACK | 20001891 | PG_CARTONING M/C_OPEN LEAFLET CLIP | OPEN LEAFLET CLIP
1500 | GF-52 | BGPL-1500-PRDN-PACK | 20001892 | PG_CARTONING M/C_SIDE FLAP RAIL | SIDE FLAP RAIL
1500 | GF-52 | BGPL-1500-PRDN-PACK | 20001893 | PG_CARTONING M/C_TUCKER VACUUM BELT | TUCKER VACUUM BELT
1500 | GF-52 | BGPL-1500-PRDN-PACK | 20001894 | PG_CARTONING M/C_RESERVE | RESERVE
1500 | GF-52 | BGPL-1500-PRDN-PACK | 20001895 | PG_CARTONING M/C_VALVE CLUSTER | VALVE CLUSTER
1500 | GF-23 | BGPL-1500-PRDN-COMP | 20001900 | DPT_COMPRESSION AREA-01 | COMPRESSION ROOM-01
1500 | GF-24 | BGPL-1500-PRDN-BLND | 20001901 | DPT_BLEND STORAGE | BLEND STORAGE
1500 | GF-25 | BGPL-1500-PRDN-BLND | 20001902 | DPT_BLENDING AREA-1 | BLENDING ROOM
1500 | GF-26 | BGPL-1500-PRDN-DRGR | 20001903 | DPT_DRY GRANULATION | DRY GRANULATION
1500 | GF-27 | BGPL-1500-PRDN | 20001904 | DPT_RM STAGING-1 | RM STAGING
1500 | GF-28 | BGPL-1500-PRDN-WTGR | 20001905 | DPT_ GRANULATION-1 | WET GRANULATION
1500 | GF-53 | BGPL-1500-PRDN-WTGR | 20001906 | DPT_BINDER PREPARATION ROOM | PASTE PREPARATION
1500 | GF-54 | BGPL-1500-WRHS-DISP | 20001907 | DPT_DISPENSING ROOM-2 | DISPENSING-2
1500 | GF-57 | BGPL-1500-WRHS-DISP | 20001908 | DPT_DISPENSING ROOM-1 | DISPENSING-1
1500 | GF-38 | BGPL-1500-PRDN | 20001909 | DPT_CLEANED EQUIPMENT STORAGE AREA-1 | CLEAN EQUIPMENT STORAGE AREA-1
1500 | GF-37 | BGPL-1500-PRDN | 20001910 | DPT_ANCILLARY STORAGE AREA-1 | ANCILLARY STORAGE AREA-1
1500 | GF-31 | BGPL-1500-PRDN | 20001911 | DPT_SCRAP STAGING | SCRAP STAGING
1500 | GF-32 | BGPL-1500-PRDN | 20001912 | DPT_DIE PUNCH STORAGE-1 | DIE PUNCH STORAGE-1
1500 | GF-33 | BGPL-1500-PRDN | 20001913 | DPT_PRODUCTION OFFICE | PRODUCTION OFFICE
1500 | GF-35 | BGPL-1500-PRDN-COAT | 20001914 | DPT_COATING AREA-1 | COATING AREA-1
1500 | GF-34 | BGPL-1500-PRDN-COAT | 20001915 | DPT_SOLUTION PREPARATION ROOM | SOLUTION PREPARATION
1500 | GF-45 | BGPL-1500-PRDN | 20001916 | DPT_MANUFACTURING CHANGE ROOM -1 | CHANGE ROOM -1
1500 | GF-46 | BGPL-1500-PRDN | 20001917 | DPT_A/L TO MANUFACTURING CHANGE ROOM-2 | CHANGE ROOM -2
1500 | GF-29 | BGPL-1500-PRDN | 20001918 | DPT_AIR LOCK CORRIDOR-3 | AIR LOCK
1500 | GF-47 | BGPL-1500-PRDN-BOTG | 20001919 | DPT_BOTTLE CLEANING AREA | BOTTOL CLEANING
1500 | GF-49 | BGPL-1500-PRDN-BOTG | 20001920 | DPT_POWDER FILLING,SEALING AND CAP AREA | POWDER FILLING ROOM
1500 | GF-50 | BGPL-1500-PRDN-BLST | 20001921 | DPT_BLISTER FILLING AREA | BLISTER PACKING ROOM
1500 | GF-51 | BGPL-1500-PRDN | 20001922 | DPT_SACHET FILLING AREA | SACHET FILLING AREA
1500 | GF-44 | BGPL-1500-PRDN | 20001923 | DPT_CHANGE PART ROOM | CHANGE PART
1500 | GF-41 | BGPL-1500-PRDN-CAPS | 20001924 | DPT_TABLET/CAPSULE STORAGE AREA | TABLET CAPSULE STORAGE AREA
1500 | GF-42 | BGPL-1500-PRDN | 20001925 | DPT_INSPECTION | INSPECTION ROOM
1500 | GF-43 | BGPL-1500-PRDN-CAPS | 20001926 | DPT_INSPECTED TABLET/CAPS STORAGE AREA | INSPECTED TABLET CAPSULE
1500 | GF-39 | BGPL-1500-PRDN | 20001927 | DPT_UNCLEANED EQUIPMENT AREA-1 | BEEN WASHING UNCLEAN ROOM
1500 | GF-22 | BGPL-1500-PRDN-CAPS | 20001928 | DPT_CAPSULE FILLING AREA-1 | CAPSULE FILLING ROOM
1500 | GF-40 | BGPL-1500-PRDN | 20001929 | DPT_WASHING AREA-1 | BEEN WASHING CLEAN SIDE ROOM
1500 | GF-68 | BGPL-1500-PILT | 20001930 | DPT_SPARE ROOM-2 | PILOT SPARE ROOM
1500 | GF-69 | BGPL-1500-PILT-BOTP | 20001931 | DPT_SMALL SCALE BOTTLE PACK | PILOT BOTTOL PACKING ROOM
1500 | GF-63 | BGPL-1500-PILT-CAPS | 20001932 | DPT_CAPSULE FILLING-2 | PILOT CAPSULE FILLING
1500 | GF-70 | BGPL-1500-PILT | 20001933 | DPT_CLEANED EQUIPMENT STORAGE AREA-2 | PILOT CLEAN EQUIPMENT AREA-2
1500 | GF-71 | BGPL-1500-PILT | 20001934 | DPT_WASHING AREA-2 | PILOT WASH AREA
1500 | GF-70 | BGPL-1500-PILT | 20001935 | DPT_UNCLEAN EQUIP AREA TO WASHING AREA-2 | PILOT UNCLEAN TO WASH AREA
1500 | GF-72 | BGPL-1500-PILT | 20001936 | DPT_UNCLEANED EQUIPMENT AREA-2 | PILOT UNCLEAN AREA
1500 | GF-73 | BGPL-1500-PILT-ANCR | 20001937 | DPT_ANCILLARY ROOM-2 | PILOT ANCILLARY AREA-2
1500 | GF-58 | BGPL-1500-WRHS-DISP | 20001938 | DPT_DISPENSING ROOM-3 | PILOT DISPENSING-3
1500 | GF-59 | BGPL-1500-PILT-GRNP | 20001939 | DPT_GRANULATION-2 | PILOT GRANULATION-2
1500 | GF-60 | BGPL-1500-PILT-COMP | 20001940 | DPT_COMPRESSION-2 | PILOT COMPRESSION-2
1500 | GF-61 | BGPL-1500-PILT-IPQC | 20001941 | DPT_PILOT IPQC-2 | PILOT IPQC-2
1500 | GF-62 | BGPL-1500-PILT-COAT | 20001942 | DPT_COATING-2 | PILOT COATING-2
1500 | GF-67 | BGPL-1500-PILT-BLST | 20001943 | DPT_SMALL SCALE BLISTER PACK | PILOT SMALL SCALE BLISTER PACK
1500 | GF-64 | BGPL-1500-PILT | 20001944 | DPT_MANUFACTURING CHANGE ROOM-2 | PILOT CHANGE ROOM-1
1500 | GF-65 | BGPL-1500-PILT | 20001945 | DPT_A/L TO MANUFACTURING CHANGE ROOM-2 | PILOT CHANGE ROOM-2
1500 | GF-65 | BGPL-1500-PILT | 20001946 | DPT_AIR LOCK CORRIDOR-4 | PILOT AIR LOCK
1500 | GF-77 | BGPL-1500-WRHS-DISP | 20001947 | DPT_SOLVENT DISPENSING ROOM | SOLVENT DISPENSING ROOM
1500 | GF-76 | BGPL-1500-WRHS-DISP | 20001948 | DPT_SOLVENT DISPENSING CHANGE ROOM | SOLVENT DISPENSING MAN CHANGE
1500 | GF-81 | BGPL-1500-WRHS-SAMP | 20001949 | DPT_SAMPLING -1 CHANGE ROOM | SAMPLING-1 MAN ENTRY CHANGE RO
1500 | GF-83 | BGPL-1500-WRHS-SAMP | 20001950 | DPT_SAMPLING -1 MATERIAL ENTRY | SAMPLING-1 MATERIAL ENTRY
1500 | GF-82 | BGPL-1500-WRHS-SAMP | 20001951 | DPT_CHANGE ROOM TO SAMPLING-1 | SAMPLING-1 MAN ENTRY AIR LOCK
1500 | GF-82 | BGPL-1500-WRHS-SAMP | 20001952 | DPT_MATERIAL ENTRY TO SAMPLING-1 | SAMPLING-1 MATERIAL ENTRY AIR
1500 | GF-85 | BGPL-1500-WRHS-SAMP | 20001953 | DPT_AIR LOCK TO SAMPLING-1 | SAMPLING-1 TO WASH AREA AIR LO
1500 | GF-84 | BGPL-1500-WRHS-SAMP | 20001954 | DPT_WASHING AREA FOR SAMPLING | SAMPLING WASH AREA
1500 | GF-86 | BGPL-1500-WRHS-SAMP | 20001955 | DPT_CLEANED EQUIPMENT ROOM FOR SAMPLING | CLEAN EQUIPMENT ROOM FOR SAMPL
1500 | GF-85 | BGPL-1500-WRHS-SAMP | 20001956 | DPT_AIR LOCK TO SAMPLING-2 | SAMPLING-2 TO WASH AREA AIR LO
1500 | GF-89 | BGPL-1500-WRHS-SAMP | 20001957 | DPT_SAMPLING-2 CHANGE ROOM | SAMPLING-2 MAN ENTRY CHANGE RO
1500 | GF-87 | BGPL-1500-WRHS-SAMP | 20001958 | DPT_CHANGE ROOM TO SAMPLING-2 | SAMPLING-2 MAN ENTRY AIR LOCK
1500 | GF-88 | BGPL-1500-WRHS-SAMP | 20001959 | DPT_SAMPLING -2 MATERIAL ENTRY | SAMPLING-2 MATERIAL ENTRY
1500 | GF-87 | BGPL-1500-WRHS-SAMP | 20001960 | DPT_MATERIAL ENTRY TO SAMPLING-2 | SAMPLING-2 MTERIAL ENTRY AIR L
1500 | FF-45 | BGPL-1500-QLCN-MICR | 20001961 | DPT_MICRO LAB AIRLOCK | MICRO MAIN AIR LOCK
1500 | FF-47 | BGPL-1500-QLCN-MICR | 20001962 | DPT_MICRO CHANGE ROOM-1 | MICRO AIR LOCK-1
1500 | FF-48 | BGPL-1500-QLCN-MICR | 20001963 | DPT_MICRO CHANGE ROOM-2 | MICRO AIR LOCK-2
1500 | FF-49 | BGPL-1500-QLCN-MICR | 20001964 | DPT_COOLING ZONE | MICRO COOLING ZONE
1500 | FF-50 | BGPL-1500-QLCN-MICR | 20001965 | DPT_MLT ROOM-1 | MICRO MLT-1
1500 | FF-51 | BGPL-1500-QLCN-MICR | 20001966 | DPT_MLT ROOM-2 | MICRO MLT-2
1500 | FF-35 | BGPL-1500-QLCN-MICR | 20001967 | DPT_MICRO CORRIDOR OF MLT CORRIDOR-9 | MICRO CORRIDOR OF MLT
1500 | FF-49 | BGPL-1500-QLCN-MICR | 20001968 | RHTT_COOLING ZONE | MICRO COOLING ZONE
1500 | FF-50 | BGPL-1500-QLCN-MICR | 20001969 | RHTT_MLT ROOM-1 | MICRO MLT-1
1500 | FF-51 | BGPL-1500-QLCN-MICR | 20001970 | RHTT_MLT ROOM-2 | MICRO MLT-2
1500 | FF-35 | BGPL-1500-QLCN-MICR | 20001971 | RHTT_CORRIDOR-9 | MICRO CORRIDOR OF MLT
1500 | FF-43 | BGPL-1500-QLCN-MICR | 20001972 | RHTT_MEDIA PREPARATION ROOM | MICRO MEDIA PREPARATION
1500 | FF-52 | BGPL-1500-QLCN-MICR | 20001973 | RHTT_INCUBATOR ROOM | MICRO INCUBATOR ROOM
1500 | GF-68 | BGPL-1500-PILT | 20001974 | RHTT_SPARE ROOM-2 | SPARE ROOM-2(GF-68)
1500 | GF-69 | BGPL-1500-PILT-BOTP | 20001975 | RHTT_SMALL SCALE BOTTLE PACK | SMALL SCALE BOTTLE PACK(GF-69)
1500 | GF-63 | BGPL-1500-PILT-CAPS | 20001976 | RHTT_CAPSULE FILLING-2 | CAPSULE FILLING-2 (GF-63)
1500 | GF-70 | BGPL-1500-PILT | 20001977 | RHTT_CLEANED EQUIPMENT STORAGE REA-2 | CLEAN EQUIPMENT STORAGE-2
1500 | GF-73 | BGPL-1500-PILT-ANCR | 20001978 | RHTT_ANCILLARY ROOM-2 | ANCILLARY ROOM-2 (GF-73)
1500 | GF-58 | BGPL-1500-WRHS-DISP | 20001979 | RHTT_DISPENSING ROOM-3 | DISPENSING ROOM-3
1500 | GF-59 | BGPL-1500-PILT-GRNP | 20001980 | RHTT_GRANULATION-2 | GRANULATION-2 (GF-59)
1500 | GF-60 | BGPL-1500-PILT-COMP | 20001981 | RHTT_COMPRESSION AREA-2 | COMPRESSION AREA-2 (GF-60)
1500 | GF-61 | BGPL-1500-PILT-IPQC | 20001982 | RHTT_IPQC AREA-2 | IPQC AREA-2 (GF-61)
1500 | GF-62 | BGPL-1500-PILT-COAT | 20001983 | RHTT_COATING AREA-2 | COATING AREA-2 (GF-62)
1500 | GF-67 | BGPL-1500-PILT-BLST | 20001984 | RHTT_SMALL SCALE BLISTER PACK | SMALL SCALE BLISTER PACK(GF-67
1500 | GF-23 | BGPL-1500-PRDN-COMP | 20001985 | RHTT_COMPRESSION AREA-1 | COMPRESSION AREA-1 (GF-23)
1500 | GF-22 | BGPL-1500-PRDN-CAPS | 20001986 | RHTT_CAPSULE FILLING AREA-1 | CAPSULE FILLING AREA-1 (GF-22)
1500 | GF-24 | BGPL-1500-PRDN-BLND | 20001987 | RHTT_BLEND STORAGE | BLEND STORAGE (GF-24)
1500 | GF-25 | BGPL-1500-PRDN-BLND | 20001988 | RHTT_BLENDING AREA-1 | BLENDING AREA-1 (GF-25)
1500 | GF-26 | BGPL-1500-PRDN-DRGR | 20001989 | RHTT_DRY GRANULATION | DRY GRANULATION (GF-26)
1500 | GF-27 | BGPL-1500-PRDN | 20001990 | RHTT_RM STAGING-1 | RM STAGING-1 (GF-27)
1500 | GF-28 | BGPL-1500-PRDN-WTGR | 20001991 | RHTT_GRANULATION-1 | GRANULATION-1 (GF-28)
1500 | GF-53 | BGPL-1500-PRDN-WTGR | 20001992 | RHTT_BINDER PREPARATION ROOM | BINDER PREPARATION ROOM (GF-53
1500 | GF-57 | BGPL-1500-WRHS-DISP | 20001993 | RHTT_DISPENSING ROOM-1 | DISPENSING ROOM-01
1500 | GF-54 | BGPL-1500-WRHS-DISP | 20001994 | RHTT_DISPENSING ROOM-2 | DISPENSING ROOM-02
1500 | GF-38 | BGPL-1500-PRDN | 20001995 | RHTT_CLEANED EQUIPMENT STORAGE AREA-1 | CLEAN EQUIPMENT AREA-1
1500 | GF-37 | BGPL-1500-PRDN | 20001996 | RHTT_ANCILLARY STORAGE AREA-1 | ANCILLARY STORAGE AREA-1(GF-37
1500 | GF-56 | BGPL-1500-PRDN-IPQC | 20001997 | RHTT_IPQC AREA-1 | IPQC AREA-1 (GF-36)
1500 | GF-31 | BGPL-1500-PRDN | 20001998 | RHTT_SCRAP STAGING | SCRAP STAGING (GF-31)
1500 | GF-32 | BGPL-1500-PRDN | 20001999 | RHTT_DIE PUNCH STORAGE-1 | DIE PUNCH STORAGE-1(GF-32)
1500 | GF-35 | BGPL-1500-PRDN-COAT | 20002000 | RHTT_COATING AREA-1 | COATING AREA-1 (GF-35)
1500 | GF-34 | BGPL-1500-PRDN-COAT | 20002001 | RHTT_SOLUTION PREPARATION ROOM | SOLUTION PREPARATION ROOM (GF-
1500 | GF-47 | BGPL-1500-PRDN-BOTG | 20002002 | RHTT_BOTTLE CLEANING AREA | BOTTLE CLEANING AREA (GF-47)
1500 | GF-49 | BGPL-1500-PRDN-BOTG | 20002003 | RHTT_BOTTLE FILLING SEALING AND CAP AREA | BOTTOLE FILLING SEALING AND CA
1500 | GF-50 | BGPL-1500-PRDN-BLST | 20002004 | RHTT_BLISTER FILLING AREA | BLISTER FILLING AREA (GF-50)
1500 | GF-51 | BGPL-1500-PRDN-PACK | 20002005 | RHTT_SACHET FILLING AREA | SACHET FILLING AREA (GF-51)
1500 | GF-41 | BGPL-1500-PRDN | 20002006 | RHTT_TABLET/CAPSULE STORAGE AREA | TABLET/CAPSULE STORAGE AREA (G
1500 | GF-42 | BGPL-1500-PRDN | 20002007 | RHTT_INSPECTION | INSPECTION (GF-42)
1500 | GF-43 | BGPL-1500-PRDN | 20002008 | RHTT_INSPECTED TABLET/CAPS STORAGE AREA | INSPECTED TABLET/CAPSULE STORA
1500 | GF-59 | BGPL-1500-PRDN-WTGR | 20002009 | VG_VIBRO SIFTER 12INCH_ON VIBRO SIFTER | ON VIBRO SHIFTER
1500 | FF-15 | BGPL-1500-UTLY-FF02 | 20002010 | MG_FDV-FV3(S)_ACROSS PRE FILTER | ACROSS PRE FILTER
1500 | FF-15 | BGPL-1500-UTLY-FF02 | 20002011 | MG_FDV-FV3(S)_ACROSS FINE FILTER | ACROSS FINE FILTER
1500 | FF-15 | BGPL-1500-UTLY-FF01 | 20002012 | MG_FDV-FV1(S)_ACROSS PRE FILTER | ACROSS PRE FILTER
1500 | FF-15 | BGPL-1500-UTLY-FF01 | 20002013 | MG_FDV-FV1(S)_ACROSS FINE FILTER | ACROSS FINE FILTER
1500 | FF-15 | BGPL-1500-UTLY-FF02 | 20002014 | MG_FDV-FV1(E)_ACROSS PRE FILTER | ACROSS PRE FILTER
1500 | FF-15 | BGPL-1500-UTLY-FF02 | 20002015 | MG_FDV-FV1(E)_ACROSS FINE FILTER | ACROSS PRE FILTER
1500 | FF-15 | BGPL-1500-UTLY-FF02 | 20002016 | MG_FDV-GV2(S)_ACROSS PRE FILTER | ACROSS PRE FILTER
1500 | FF-15 | BGPL-1500-UTLY-FF02 | 20002017 | MG_FDV-GV2(S)_ACROSS FINE FILTER | ACROSS FINE FILTER
1500 | FF-15 | BGPL-1500-UTLY-FF02 | 20002018 | MG_FDV-GV2(E)_ACROSS PRE FILTER | ACROSS PRE FILTER
1500 | FF-60 | BGPL-1500-UTLY-FF01 | 20002019 | MG_FDV-GV1(S)_ACROSS PRE FILTER | ACROSS PRE FILTER
1500 | FF-60 | BGPL-1500-UTLY-FF01 | 20002020 | MG_FDV-GV1(S)_ACROSS FINE FILTER | ACROSS FINE FILTER
1500 | FF-60 | BGPL-1500-UTLY-FF01 | 20002021 | MG_FDV-GV1(E)_ACROSS PRE FILTER | ACROSS PRE FILTER
1500 | FF-15 | BGPL-1500-UTLY-FF02 | 20002022 | MG_FDV-GV3(E)_ACROSS PRE FILTER | ACROSS PRE FILTER
1500 | GF-52 | BGPL-1500-PRDN-PACK | 20002023 | PG_CARTONING M/C_BLAST AIR STOP PLATE | BLAST AIR STOP PLATE
1500 | GF-36 | BGPL-1500-PRDN-IPQC | 20002024 | DPT_IPQC AREA-1 | IPQC ROOM
1500 | FF-43 | BGPL-1500-QLCN-MICR | 20002025 | PG_HPHV STEAM STERILIZER_AIR PRESSURE | COMPRAISED AIR PRESSURE
1500 | FF-43 | BGPL-1500-QLCN-MICR | 20002026 | PG_HPHV STEAM STERILIZER_PW PRESSURE | PURIFIED WATER PRESSURE
1500 | FF-43 | BGPL-1500-QLCN-MICR | 20002027 | PG_HPHV STEAM STERILIZER_SOFT WATER | SOFTENED WATER PRESSURE
1500 |  |  | 20002028 | unused code
1500 |  | BGPL-1500-QLCN-MICR | 20002029 | UNUSED CODE
1500 | GF-38 | BGPL-1500-PRDN-WTGR | 20002030 | TS_IR DRYER_NEAR HEATER | IR DRYER NEAR HEATER
1500 | GF-38 | BGPL-1500-PRDN-WTGR | 20002031 | PG_IR DRYER_ON AIR REGULATOR | IR DRYER ON AIR REGULATOR
1500 | GF-70 | BGPL-1500-PILT-GRNP | 20002032 | TS_IR DRYER_NEAR HEATER | IR DRYER NEAR HEATER
1500 | GF-70 | BGPL-1500-PILT-GRNP | 20002033 | PG_IR DRYER_ON AIR REGULATOR | IR DRYER ON AIR REGULATOR
1500 | GF-38 | BGPL-1500-PRDN-WTGR | 20002034 | TS_IR DRYER_NEAR HEATER | IR DRYER NEAR HEATER
1500 | GF-38 | BGPL-1500-PRDN-WTGR | 20002035 | PG_IR DRYER_ON AIR REGULATOR | IR DRYER ON AIR REGULATOR
1500 | GF-82 | BGPL-1500-WRHS-SAMP | 20002036 | RHTT_SAMPLING ROOM-1 | SAMPLING-1
1500 | GF-87 | BGPL-1500-WRHS-SAMP | 20002037 | RHTT_SAMPLING ROOM-2 | SAMPLING-2
1500 | GF-77 | BGPL-1500-WRHS-DISP | 20002038 | RHTT_SOLVENT DISPENSING ROOM | SOLVENT DISPENSING
1500 | FF-54 | BGPL-1500-QLCN-MICR | 20002039 | PG_ON VERTICAL AUTOCLAVE | ON AUTOCLAVE
1500 | FF-54 | BGPL-1500-QLCN-MICR | 20002040 | PT_VERTICAL AUTOCLAVE_IN PANEL | ON PANEL AUTOCLAVE
1500 | FF-54 | BGPL-1500-QLCN-MICR | 20002041 | TS_VERTICAL AUTOCLAVE_IN CHAMBER | IN CHAMBER
1500 | FF-54 | BGPL-1500-QLCN-MICR | 20002042 | TS_VERTICAL AUTOCLAVE_IN CHAMBER | IN CHAMBER
1500 | FF-54 | BGPL-1500-QLCN-MICR | 20002043 | TS_VERTICAL AUTOCLAVE_IN CHAMBER | IN CHAMBER
1500 | FF-54 | BGPL-1500-QLCN-MICR | 20002044 | PROG. CONTROLLER_VERTICAL AUTOCLAVE | ON AUTOCLAVE PANEL
1500 | FF-15 | BGPL-1500-UTLY-FF01 | 20002045 | MG_AHU-G21(E)_ACROSS PRE FILTER | ACROSS PRE FILTER
1500 | FF-50 | BGPL-1500-QLCN-MICR | 20002046 | DPI_BIO SAFETY CABINET_MLT ROOM-1 | BIO SAFETY LAF
1500 | FF-51 | BGPL-1500-QLCN-MICR | 20002047 | DPI_HORIZONTAL_LAF_MLT ROOM-2 | SOLVENT DISPENSING
1500 | FF-49 | BGPL-1500-QLCN-MICR | 20002048 | DPI_CEILING SUSPENDED LAF | ON CEILING SUSPANDED LAF
1500 | FF-51 | BGPL-1500-QLCN-MICR | 20002049 | DPI_BIO SAFETY CABINET_MLT ROOM-2 | BIO SAFETY LAF
1500 | GF-91 | BGPL-1500-WRHS-RMPM | 20002050 | MG_DEDUSTING BOOTH | ON DEDUSTING BOOTH
1500 | GF-59 | BGPL-1500-PILT-GRNP | 20002051 | RHTS_FBD 25LTR_INLET DUCT | INLET DUCT
1500 |  | BGPL-1500-PRDN | 20002054 | DIGITAL THERMOMETER_PRODUCTION | BLISTER PACKING AREA
1500 | GF-27 | BGPL-1500-PRDN-WTGR | 20002055 | WEIGHING BALANCE_60 KG_RM STAGING-1
1500 | GF-27 | BGPL-1500-PRDN-WTGR | 20002056 | WEIGHING BALANCE_6 KG_RM STAGING-1
1500 | GF-82 | BGPL-1500-WRHS-SAMP | 20002057 | WEIGHING BALANCE_300 GM_SAMPLING ROOM-1
1500 | GF-73 | BGPL-1500-PILT-GRNP | 20002058 | WEIGHING BALANCE_30 KG_RM STAGING -2
1500 | GF-87 | BGPL-1500-WRHS-SAMP | 20002059 | WEIGHING BALANCE_300 GM_SAMPLING ROOM-2
1500 | GF-54 | BGPL-1500-WRHS-DISP | 20002060 | WEIGHING BALANCE_60 KG_DISPENSING-1
1500 | GF-54 | BGPL-1500-WRHS-DISP | 20002061 | WEIGHING BALANCE_6 KG_DISPENSING-1
1500 | GF-54 | BGPL-1500-WRHS-DISP | 20002062 | WEIGHING BALANCE_300 GM_DISPENSING-1
1500 | GF-57 | BGPL-1500-WRHS-DISP | 20002063 | WEIGHING BALANCE_60 KG_DISPENSING-2
1500 | GF-57 | BGPL-1500-WRHS-DISP | 20002064 | WEIGHING BALANCE_6 KG_DISPENSING-2
1500 | GF-57 | BGPL-1500-WRHS-DISP | 20002065 | WEIGHING BALANCE_300 GM_DISPENSING-2
1500 | GF-58 | BGPL-1500-WRHS-DISP | 20002066 | WEIGHING BALANCE_60 KG_DISPENSING-3
1500 | GF-58 | BGPL-1500-WRHS-DISP | 20002067 | WEIGHING BALANCE_6 KG_DISPENSING-3
1500 | GF-58 | BGPL-1500-WRHS-DISP | 20002068 | WEIGHING BALANCE_300 GM_DISPENSING-3
1500 | GF-73 | BGPL-1500-PILT-ANCR | 20002069 | WEIGHING BALANCE_300 GM_RM STAGING-2
1500 | GF-27 | BGPL-1500-PRDN-WTGR | 20002070 | WEIGHING BALANCE_300GM_RM STAGING-1
1500 | GF-77 | BGPL-1500-WRHS-DISP | 20002071 | WEIGHING BALANCE_60 KG_SOLVENT DISP
1500 | GF-91 | BGPL-1500-WRHS-RMPM | 20002072 | WEIGHING BALANCE_150 kg_DEDUSTING ROOM
1500 | GF-75 | BGPL-1500-WRHS-RMPM | 20002073 | WEIGHING BALANCE_300kg_SOLVENT RECEIVING
1500 | GF-52 | BGPL-1500-PRDN-BOTG | 20002074 | WEIGHING BALANCE_30kg_BOTTLE PACKING-1
1500 | GF-52 | BGPL-1500-PRDN-PACK | 20002075 | WEIGHING BALANCE_30 KG_SS BLISTER PACK
1500 | GF-23 | BGPL-1500-PRDN-COMP | 20002076 | WEIGHING BALANCE_30 KG_COMP AREA-1
1500 | GF-41 | BGPL-1500-PRDN | 20002077 | WEIGHING BALANCE_30 KG_TAB/CAPS STORAGE
1500 | GF-43 | BGPL-1500-PRDN | 20002078 | WEIGHING BALANCE_30 KG_INSPECTED TAB/CAP
1500 | GF-24 | BGPL-1500-PRDN-WTGR | 20002079 | WEIGHING BALANCE_600 KG_BLEND STORAGE
1500 | GF-23 | BGPL-1500-PRDN-COMP | 20002080 | WEIGHING BALANCE_220GM_COMP AREA-1
1500 | GF-60 | BGPL-1500-PILT-COMP | 20002081 | WEIGHING BALANCE_220GM-COMP AREA-2
1500 | GF35 | BGPL-1500-PRDN-COAT | 20002082 | WEIGHING BALANCE_220GM_COATING AREA-1
1500 | FF-20 | BGPL-1500-QLAS-SMPL | 20002083 | RHTT_CONTROL SAMPLE ROOM | CONTROL SAMPLE ROOM
1500 | GF-25 | BGPL-1500-PRDN-BLND | 20002084 | CONDUCTIVITY SENSOR TRANSMITTER_WIP | ON WIP SYSTEM FOR BIN BLENDER
1500 | FF-43 | BGPL-1500-QLCN-MICR | 20002085 | PT_HPHV STEAM STERILIZER_ON CHAMBER | ON AUTOCLAVE
1500 | GF-50 | BGPL-1500-PRDN-BLST | 20002086 | TG_BLISTER UHLMANN_CW SUPPLY | COOLING WATER SUPPLY
1500 | GF-50 | BGPL-1500-PRDN-BLST | 20002087 | TG_BLISTER UHLMANN_CW RETURN | COOLING WATER RETURN
1500 | GF-22 | BGPL-1500-PRDN-CAPS | 20002088 | WEIGHING BALANCE_30KG_CAPS FILLING AREA1
1500 |  | BGPL-1500-UTLY-UTPS | 20002089 | PG_PROCESS WATER_ON CARTRIDGE FILTER UF | ON CARTRIDGE FILTER(UF)
1500 |  | BGPL-1500-UTLY-UTPS | 20002090 | PG_PROCESS WATER_ON CARTRIDGE FILTER CIP | ON CARTRIDGE FILTER(CIP)
1500 |  | BGPL-1500-UTLY-UTPS | 20002091 | PG_PROCESS WATER_ON CART FILTER CSRO | ON CARTRIDGE FILTER(CSRO)
1500 | FF-58 | BGPL-1500-UTLY-FF01 | 20002092 | TC_PURIFIED WATER_PWD STORAGE TANK | PWD ON STORAGE TANK
1500 |  | BGPL-1500-UTLY-UTPS | 20002093 | TC_PURIFIED WATER_RO FEED TANK | ON RO FEED TANK
1500 | FF-37 | BGPL-1500-QLCN | 20002094 | TTD_GC ROOM | GC ROOM (FF-37)
1500 | FF-28 | BGPL-1500-QLCN-STDR | 20002095 | TTD_REFERENCE STANDARD STORAGE ROOM | REFERENCE STANDARD STORAGE RO
1500 | FF-32 | BGPL-1500-QLCN-BALR | 20002096 | TTD_BALANCE ROOM | BALANCE ROOM (FF-32)
1500 | FF-33 | BGPL-1500-QLCN-SPLR | 20002097 | TTD_SAMPLE RECEIPT ROOM | SAMPLE RECEIPT ROOM (FF-33)
1500 | FF-39 | BGPL-1500-QLCN-WLAB | 20002098 | VG_VACUUM OVEN_ON OVEN | ON VACCUM OVEN
1500 | FF-36 | BGPL-1500-QLCN-HPLC | 20002099 | TTD_HPLC ROOM | HPLC ROOM (FF-36)
1500 | FF-39 | BGPL-1500-QLCN-WLAB | 20002100 | TTD_HOT AREA | HOT AREA (FF-39)
1500 | FF-40 | BGPL-1500-QLCN-WLAB | 20002101 | TTD_WET CHEMISTRY LAB | WET CHEMISTRY LAB (FF-40)
1500 | FF-42 | BGPL-1500-QLCN-DISR | 20002102 | TTD_DISSOLUTION ROOM | DISSOLUTION ROOM (FF-42)
1500 | FF-15 | BGPL-1500-UTLY-FF01 | 20002103 | TTD_TECHNICAL AREA-1 | TECHNICAL AREA SERVICE FLOOR
1500 | GF-99 | BGPL-1500-WRHS-RMPM | 20002104 | TD_RM AND FG STORE ROOM | RM+FG STORE
1500 | GF-80 | BGPL-1500-WRHS-RMPM | 20002105 | TD_RM UNDER TEST AREA | UNDER TEST AREA (GF-80)
1500 | GF-90 | BGPL-1500-WRHS-RMPM | 20002106 | TD_CORRIDOR -5 | CORRIDOR-5
1500 | GF-79 | BGPL-1500-WRHS-RMPM | 20002107 | TTD_RM QUARANTINE AREA | RM QUARANTINE AREA (GF-79)
1500 | GF-17 | BGPL-1500-WRHS-RMPM | 20002108 | RHTT_BOTTLE STORAGE AREA | BOTTLE STORAGE ROOM
1500 | GF-18 | BGPL-1500-WRHS-RMPM | 20002109 | TTD_PRINTED PACK MATERIAL STORE ROOM | PRIMARY MATERIAL STORE
1500 | GF-19 | BGPL-1500-WRHS-RMPM | 20002110 | TTD_SECONDARY PACK MATERIAL STORE ROOM | SECONDERY PACKING MATERIAL ST
1500 | GF-14 | BGPL-1500-PILT | 20002111 | TTD_CORRIDOR-2 | CORRIDOR-02 NEAR PILOT
1500 | GF-14 | BGPL-1500-PRDN | 20002112 | TTD_CORRIDOR-2 | CORRIDOR-02 NEAR CAPSULE
1500 |  | BGPL-1500-PRDN-PACK | 20002113 | TD_PACKING HALL NEAR CARTONATOR | PACKING HALL NEAR CART.
1500 | GF-52 | BGPL-1500-PRDN-PACK | 20002114 | TTD_PACKING AREA | PACKING HALL NEAR BOTTLE CART.
1500 | GF-40 | BGPL-1500-PRDN-WASH | 20002115 | DPT_CLEAN EQUIP AREA-1 TO WASHING AREA-1 | BIN WASH TO CLEAN EQUIPMENT
1500 | FF-38 | BGPL-1500-QLCN-INSR | 20002116 | TTD_INSTRUMENT ROOM | INSTRUMENT ROOM (FF-38)
1500 | FF-59 | BGPL-1500-UTLY-FF01 | 20002117 | TD_CONTROL ROOM | SERVER ROOM
1500 | FF-58 | BGPL-1500-UTLY-FF01 | 20002118 | PG_OZONE GEN.SYSTEM_OZONE FEED PUMP | ON OZONE FEED PUMP
1500 | FF-58 | BGPL-1500-UTLY-FF01 | 20002119 | PG_OZONE GEN.SYSTEM_PROCESS WATER PUMP | ON PROCESS WATER PUMP
1500 | FF-58 | BGPL-1500-UTLY-FF01 | 20002120 | TS_OZONE GEN. SYSTEM_HEAT EXCHANGER OUT | HEAT EXCHANGER OUTLET TEMPERAT
1500 | FF-15 | BGPL-1500-PRDN-WASH | 20002121 | TIC_BIN WASHING_VENT FILTER | ON VENT FILTER
1500 | FF-58 | BGPL-1500-UTLY-FF01 | 20002122 | OZA_OZONE GEN. SYSTEM_ON OZONE SYSTEM | ON OZONATOR SYSTEM
1500 | FF-15 | BGPL-1500-UTLY-FF01 | 20002123 | TS_DHU-AHU-G01_PROCESS AIR IN | PROCESS AIR IN
1500 | FF-15 | BGPL-1500-UTLY-FF01 | 20002124 | TS_DHU-AHU-G01_PROCESS AIR OUT | PROCESS AIR OUT
1500 | FF-15 | BGPL-1500-UTLY-FF01 | 20002125 | TS_DHU-AHU-G01_REACTIVATION IN TEMP | REACTIVATION IN TEMPERATURE
1500 | FF-15 | BGPL-1500-UTLY-FF01 | 20002126 | TS_DHU-AHU-G01_REACTIVATION OUT TEMP | REACTIVATION OUT TEMPERATURE
1500 | FF-15 | BGPL-1500-UTLY-FF01 | 20002127 | TS_DHU-AHU-G02_PROCESS AIR IN | PROCESS AIR IN
1500 | FF-15 | BGPL-1500-UTLY-FF01 | 20002128 | TS_DHU-AHU-G02_PROCESS AIR OUT | PROCESS AIR OUT
1500 | FF-15 | BGPL-1500-UTLY-FF01 | 20002129 | TS_DHU-AHU-G02_REACTIVATION IN TEMP | REACTIVATION IN TEMPERATURE
1500 | FF-15 | BGPL-1500-UTLY-FF01 | 20002130 | TS_DHU-AHU-G02_REACTIVATION OUT TEMP | REACTIVATION OUT TEMPERATURE
1500 | FF-15 | BGPL-1500-UTLY-FF01 | 20002131 | TS_DHU-AHU-G04_PROCESS AIR IN | PROCESS AIR IN
1500 | FF-15 | BGPL-1500-UTLY-FF01 | 20002132 | TS_DHU-AHU-G04_PROCESS AIR OUT | PROCESS AIR OUT
1500 | FF-15 | BGPL-1500-UTLY-FF01 | 20002133 | TS_DHU-AHU-G04_REACTIVATION IN TEMP | REACTIVATION IN TEMPERATURE
1500 | FF-15 | BGPL-1500-UTLY-FF01 | 20002134 | TS_DHU-AHU-G04_REACTIVATION OUT TEMP | REACTIVATION OUT TEMPERATURE
1500 | FF-15 | BGPL-1500-UTLY-FF01 | 20002135 | TS_DHU-AHU-G05_PROCESS AIR IN | PROCESS AIR IN
1500 | FF-15 | BGPL-1500-UTLY-FF01 | 20002136 | TS_DHU-AHU-G05_PROCESS AIR OUT | PROCESS AIR OUT
1500 | FF-15 | BGPL-1500-UTLY-FF01 | 20002137 | TS_DHU-AHU-G05_REACTIVATION IN TEMP | REACTIVATION IN TEMPERATURE
1500 | FF-15 | BGPL-1500-UTLY-FF01 | 20002138 | TS_DHU-AHU-G05_REACTIVATION OUT TEMP | REACTIVATION OUT TEMPERATURE
1500 | FF-15 | BGPL-1500-UTLY-FF02 | 20002139 | TS_DHU-AHU-G06_PROCESS AIR IN | PROCESS AIR IN
1500 | FF-15 | BGPL-1500-UTLY-FF02 | 20002140 | TS_DHU-AHU-G06_PROCESS AIR OUT | PROCESS AIR OUT
1500 | FF-15 | BGPL-1500-UTLY-FF02 | 20002141 | TS_DHU-AHU-G06_REACTIVATION IN TEMP | REACTIVATION IN TEMPERATURE
1500 | FF-15 | BGPL-1500-UTLY-FF02 | 20002142 | TS_DHU-AHU-G06_REACTIVATION OUT TEMP | REACTIVATION OUT TEMPERATURE
1500 | FF-15 | BGPL-1500-UTLY-FF01 | 20002143 | TS_DHU-AHU-G09_PROCESS AIR IN | PROCESS AIR IN
1500 | FF-15 | BGPL-1500-UTLY-FF01 | 20002144 | TS_DHU-AHU-G09_PROCESS AIR OUT | PROCESS AIR OUT
1500 | FF-15 | BGPL-1500-UTLY-FF01 | 20002145 | TS_DHU-AHU-G09_REACTIVATION IN TEMP | REACTIVATION IN TEMPERATURE
1500 | FF-15 | BGPL-1500-UTLY-FF01 | 20002146 | TS_DHU-AHU-G09_REACTIVATION OUT TEMP | REACTIVATION OUT TEMPERATURE
1500 | FF-15 | BGPL-1500-UTLY-FF01 | 20002147 | TS_DHU-AHU-G13_PROCESS AIR IN | PROCESS AIR IN
1500 | FF-15 | BGPL-1500-UTLY-FF01 | 20002148 | TS_DHU-AHU-G13_PROCESS AIR OUT | PROCESS AIR OUT
1500 | FF-15 | BGPL-1500-UTLY-FF01 | 20002149 | TS_DHU-AHU-G13_REACTIVATION IN TEMP | REACTIVATION IN TEMPERATURE
1500 | FF-15 | BGPL-1500-UTLY-FF01 | 20002150 | TS_DHU-AHU-G13_REACTIVATION OUT TEMP | REACTIVATION OUT TEMPERATURE
1500 | FF-15 | BGPL-1500-UTLY-FF01 | 20002151 | TS_DHU-AHU-G14_PROCESS AIR IN | PROCESS AIR IN
1500 | FF-15 | BGPL-1500-UTLY-FF01 | 20002152 | TS_DHU-AHU-G14_PROCESS AIR OUT | PROCESS AIR OUT
1500 | FF-15 | BGPL-1500-UTLY-FF01 | 20002153 | TS_DHU-AHU-G14_REACTIVATION IN TEMP | REACTIVATION IN TEMPERATURE
1500 | FF-15 | BGPL-1500-UTLY-FF01 | 20002154 | TS_DHU-AHU-G14_REACTIVATION OUT TEMP | REACTIVATION OUT TEMPERATURE
1500 | FF-15 | BGPL-1500-UTLY-FF01 | 20002155 | TS_DHU-AHU-G15_PROCESS AIR IN | PROCESS AIR IN
1500 | FF-15 | BGPL-1500-UTLY-FF01 | 20002156 | TS_DHU-AHU-G15_PROCESS AIR OUT | PROCESS AIR OUT
1500 | FF-15 | BGPL-1500-UTLY-FF01 | 20002157 | TS_DHU-AHU-G15_REACTIVATION IN TEMP | REACTIVATION IN TEMPERATURE
1500 | FF-15 | BGPL-1500-UTLY-FF01 | 20002158 | TS_DHU-AHU-G15_REACTIVATION OUT TEMP | REACTIVATION OUT TEMPERATURE
1500 | FF-15 | BGPL-1500-PRDN-WTGR | 20002159 | VG_CYCLONE SEPERATOR_ON PTS CYCLONE | ON PTS CYCLONE
1500 | FF-15 | BGPL-1500-UTLY-FF01 | 20002160 | TS_DHU-AHU-G12_PROCESS AIR IN | PROCESS AIR IN
1500 | FF-15 | BGPL-1500-UTLY-FF01 | 20002161 | TS_DHU-AHU-G12_PROCESS AIR OUT | PROCESS AIR OUT
1500 | FF-15 | BGPL-1500-UTLY-FF01 | 20002162 | TS_DHU-AHU-G12_REACTIVATION IN TEMP | DEHUMIDIFIER-30000495
1500 | FF-15 | BGPL-1500-UTLY-FF01 | 20002163 | TS_DHU-AHU-G12_REACTIVATION OUT TEMP | REACTIVATION OUT TEMPERATURE
1500 | FF-15 | BGPL-1500-UTLY-FF01 | 20002164 | TS_DHU-AHU-G08_PROCESS AIR IN | PROCESS AIR IN
1500 | FF-15 | BGPL-1500-UTLY-FF01 | 20002165 | TS_DHU-AHU-G08_PROCESS AIR OUT | PROCESS AIR OUT
1500 | FF-15 | BGPL-1500-UTLY-FF01 | 20002166 | TS_DHU-AHU-G08_REACTIVATION IN TEMP | REACTIVATION IN TEMPERATURE
1500 | FF-15 | BGPL-1500-UTLY-FF01 | 20002167 | TS_DHU-AHU-G08_REACTIVATION OUT TEMP | REACTIVATION OUT TEMPERATURE
1500 | FF-15 | BGPL-1500-UTLY-FF01 | 20002168 | RHT_DHU-AHU-G01_PROCESS AIR INSIDE | PROCESS AIR IN SIDE
1500 | FF-15 | BGPL-1500-UTLY-FF01 | 20002169 | RHT_DHU-AHU-G01_PROCESS AIR OUTSIDE | PROCESS AIR OUT SIDE
1500 | FF-15 | BGPL-1500-UTLY-FF01 | 20002170 | RHT_DHU-AHU-G02_PROCESS AIR INSIDE | PROCESS AIR IN SIDE
1500 | FF-15 | BGPL-1500-UTLY-FF01 | 20002171 | RHT_DHU-AHU-G02_PROCESS AIR OUTSIDE | PROCESS AIR OUT SIDE
1500 | FF-15 | BGPL-1500-UTLY-FF01 | 20002172 | RHT_DHU-AHU-G04_PROCESS AIR INSIDE | PROCESS AIR IN SIDE
1500 | FF-15 | BGPL-1500-UTLY-FF01 | 20002173 | RHT_DHU-AHU-G04_PROCESS AIR OUTSIDE | PROCESS AIR OUT SIDE
1500 | FF-15 | BGPL-1500-UTLY-FF01 | 20002174 | RHT_DHU-AHU-G05_PROCESS AIR INSIDE | PROCESS AIR IN SIDE
1500 | FF-15 | BGPL-1500-UTLY-FF01 | 20002175 | RHT_DHU-AHU-G05_PROCESS AIR OUTSIDE | DEHUMIDIFIER-30000491
1500 | FF-15 | BGPL-1500-UTLY-FF02 | 20002176 | RHT_DHU-AHU-G06_PROCESS AIR INSIDE | DEHUMIDIFIER-30000492
1500 | FF-15 | BGPL-1500-UTLY-FF02 | 20002177 | RHT_DHU-AHU-G06_PROCESS AIR OUTSIDE | DEHUMIDIFIER-30000492
1500 | FF-15 | BGPL-1500-UTLY-FF01 | 20002178 | RHT_DHU-AHU-G08_PROCESS AIR INSIDE | DEHUMIDIFIER-30000493
1500 | FF-15 | BGPL-1500-UTLY-FF01 | 20002179 | RHT_DHU-AHU-G08_PROCESS AIR OUTSIDE | DEHUMIDIFIER-30000493
1500 | FF-15 | BGPL-1500-UTLY-FF01 | 20002180 | RHT_DHU-AHU-G09_PROCESS AIR INSIDE | DEHUMIDIFIER-30000494
1500 | FF-15 | BGPL-1500-UTLY-FF01 | 20002181 | RHT_DHU-AHU-G09_PROCESS AIR OUTSIDE | DEHUMIDIFIER-30000494
1500 | FF-15 | BGPL-1500-UTLY-FF01 | 20002182 | RHT_DHU-AHU-G12_PROCESS AIR INSIDE | DEHUMIDIFIER-30000495
1500 | FF-15 | BGPL-1500-UTLY-FF01 | 20002183 | RHT_DHU-AHU-G12_PROCESS AIR OUTSIDE | DEHUMIDIFIER-30000495
1500 | FF-15 | BGPL-1500-UTLY-FF01 | 20002184 | RHT_DHU-AHU-G13_PROCESS AIR INSIDE | DEHUMIDIFIER-30000496
1500 | FF-15 | BGPL-1500-UTLY-FF01 | 20002185 | RHT_DHU-AHU-G13_PROCESS AIR OUTSIDE | DEHUMIDIFIER-30000496
1500 | FF-15 | BGPL-1500-UTLY-FF01 | 20002186 | RHT_DHU-AHU-G14_PROCESS AIR INSIDE | DEHUMIDIFIER-30000497
1500 | FF-15 | BGPL-1500-UTLY-FF01 | 20002187 | RHT_DHU-AHU-G14_PROCESS AIR OUTSIDE | DEHUMIDIFIER-30000497
1500 | FF-15 | BGPL-1500-UTLY-FF01 | 20002188 | RHT_DHU-AHU-G15_PROCESS AIR INSIDE | DEHUMIDIFIER-30000498
1500 | FF-15 | BGPL-1500-UTLY-FF01 | 20002189 | RHT_DHU-AHU-G15_PROCESS AIR OUTSIDE | DEHUMIDIFIER-30000498
1500 | GF-20 | BGPL-1500-UTLY-UTYO | 20002190 | DPT_AHU-G22_ON AHU | AHU-G22
1500 | GF-20 | BGPL-1500-UTLY-UTYO | 20002191 | RHTT_AHU-G22_ON RETURN AIR DUCT | BOTTLE STORAGE AREA
1500 | GF-20 | BGPL-1500-UTLY-UTYO | 20002192 | TG_AHU-G22_CHILLED WATER IN | BOTTLE STORAGE AREA
1500 | GF-20 | BGPL-1500-UTLY-UTYO | 20002193 | TG_AHU-G22_CHILLED WATER OUT | AHU-G22
1500 | GF-20 | BGPL-1500-UTLY-UTYO | 20002194 | PG_AHU-G22_CHILLED WATER OUT | BOTTLE STORAGE AREA
1500 | FF-58 | BGPL-1500-UTLY-FF01 | 20002195 | OZS_OZONE GEN. SYSTEM_PRE UV | OZONE SENSOR 01
1500 | FF-58 | BGPL-1500-UTLY-FF01 | 20002196 | OZS_OZONE GEN. SYSTEM_POST UV | OZONE SENSOR 02
1500 | GF-20 | BGPL-1500-UTLY-UTYO | 20002197 | PG_AHU-G22_CHILLED WATER IN | BOTTLE STORAGE AREA
1500 | GF-20 | BGPL-1500-UTLY-UTYO | 20002198 | PG_AHU-G22_HOT WATER IN | BOTTLE STORAGE AREA
1500 | GF-20 | BGPL-1500-UTLY-UTYO | 20002199 | PG_AHU-G22_HOT WATER OUT | BOTTLE STORAGE AREA
1500 | GF-20 | BGPL-1500-UTLY-UTYO | 20002200 | TG_AHU-G22_HOT WATER IN | BOTTLE STORAGE AREA
1500 | GF-20 | BGPL-1500-UTLY-UTYO | 20002201 | TG_AHU-G22_HOT WATER OUT | BOTTLE STORAGE AREA
1500 | FF-15 | BGPL-1500-PRDN-BLST | 20002213 | TS_PORTABLE CHILLER_IN CHILLER | PORTABLE CHILLER
1500 | FF-15 | BGPL-1500-PRDN-BLST | 20002214 | TIC_PORTABLE CHILLER_ON PANEL | ON PANEL
1500 | FF-15 | BGPL-1500-PRDN-WTGR | 20002215 | PG_FBD 300LTR_ON STEAM LINE | ON STEAM LINE
1500 | GF-62 | BGPL-1500-PILT-COAT | 20002216 | DPT_COATING 600_CROSS PAN | FOR ACROSS PAN
1500 | FF-15 | BGPL-1500-PRDN-WTGR | 20002217 | TG_FBD 300LTR_ON STEAM LINE | STEAM LINE
1500 | GF-36 | BGPL-1500-PRDN-IPQC | 20002218 | TS_DT APPARATUS_ON DT APPARATUS | ON DT APPARATUS PRODUCTION
1500 | GF-36 | BGPL-1500-PRDN-IPQC | 20002219 | TS_DT APPARATUS_ON DT APPARATUS | ON DT APPARATUS PRODUCTION
1500 | GF-61 | BGPL-1500-PILT-IPQC | 20002220 | TS_ON DT APPARATUS PILOT | ON DT APPARATUS PILOT
1500 | GF-61 | BGPL-1500-PILT-IPQC | 20002221 | TS_ON DT APPARATUS PILOT | ON DT APPARATUS PILOT
1500 | GF-60 | BGPL-1500-PILT-COMP | 20002222 | PG_COMPRESSION AREA-2_COMP. AIR LINE | ON COMPRESSED AIR REGULATOR
1500 |  | BGPL-1500-UTLY-FF01 | 20002223 | SLING PSYCHROMETER
1500 |  | BGPL-1500-UTLY-FF01 | 20002224 | SLING PSYCHROMETER
1500 |  | BGPL-1500-UTLY-FF01 | 20002225 | DRY & WET BULB HYGROMETER
1500 |  | BGPL-1500-UTLY-FF01 | 20002226 | DIGITAL MULTIMETER
1500 |  | BGPL-1500-UTLY-FF01 | 20002227 | SOUND LEVEL METER
1500 |  | BGPL-1500-UTLY-FF01 | 20002228 | DIGITAL CLAMP METER
1500 |  | BGPL-1500-UTLY-FF01 | 20002229 | LUX METER
1500 |  | BGPL-1500-UTLY-FF01 | 20002230 | DIGITAL TECHOMETER
1500 |  | BGPL-1500-UTLY-FF01 | 20002231 | DIGITAL TECHOMETER
1500 |  | BGPL-1500-UTLY-FF01 | 20002232 | MEASURING TAPE
1500 |  | BGPL-1500-UTLY-FF01 | 20002233 | IR THERMOMETER
1500 |  | BGPL-1500-UTLY-FF01 | 20002234 | DIGITAL MICROMETER
1500 |  | BGPL-1500-UTLY-FF01 | 20002235 | DIGITAL VERNIER CALIPER
1500 |  | BGPL-1500-UTLY-FF01 | 20002236 | STOP WATCH-1
1500 |  | BGPL-1500-UTLY-FF01 | 20002237 | STOP WATCH-2
1500 |  | BGPL-1500-UTLY-FF01 | 20002238 | STOP WATCH-3
1500 |  | BGPL-1500-UTLY-FF01 | 20002239 | VIBRATION METER
1500 |  | BGPL-1500-UTLY-FF01 | 20002240 | ANEMOMETER
1500 |  | BGPL-1500-UTLY-FF01 | 20002241 | MULTIFUNCTION CALIBRATOR
1500 |  | BGPL-1500-UTLY-FF01 | 20002242 | RH TEMP. SENS SOURCE IND. CUM CALIBRATOR
1500 |  | BGPL-1500-UTLY-FF01 | 20002243 | SPIRIT LEVEL
1500 | GF-59 | BGPL-1500-PILT-GRNP | 20002244 | TS_SOLUTION PREP VESSEL 15LTR_ON VESSEL
1500 | GF-53 | BGPL-1500-PRDN-WTGR | 20002245 | TS_SOLUTION PREP VESSEL 50LTR_ON VESSEL
1500 | GF-28 | BGPL-1500-PRDN-WTGR | 20002247 | TS_SOLUTION TANK 50 LTR_PRODUCT SENSOR | PRODUCT SENSOR
1500 | GF-20 | BGPL-1500-UTLY-UTPS | 20002248 | PG_BOILER 1.5TPH_STEAM HEADER LINE PRESS
1500 | GF-20 | BGPL-1500-UTLY-UTPS | 20002249 | TC_BOILER_FURNACE OIL TANK
1500 | GF-20 | BGPL-1500-UTLY-UTPS | 20002250 | TS_BOILER 1.5 TPH_FURNACE OIL TANK
1500 | GF-20 | BGPL-1500-UTLY-UTPS | 20002251 | TG_BOILER 1.5 TPH_FURNACE OIL TANK
1500 | GF-20 | BGPL-1500-UTLY-UTPS | 20002252 | TG_BOILER 1.5 TPH_FEED WATER TANK
1500 |  | BGPL-1500-UTLY-UTPS | 20002253 | PG_DIESEL GENERATOR_HSD TANK TRANS. PUMP
1500 | GF-20 | BGPL-1500-UTLY-UTPS | 20002254 | PG_BOILER 1.5TPH_FOST TRANS. PUMP
1500 | GF-20 | BGPL-1500-UTLY-UTPS | 20002255 | TG_BOILER 1.5 TPH_FOST TEMPERATURE
1500 | GF-20 | BGPL-1500-UTLY-UTPS | 20002256 | PG_BOILER 1.5TPH_FOST STEAM COIL PRESS | FOST STEAM COIL PRESSURE
1500 | GF-20 | BGPL-1500-UTLY-UTPS | 20002257 | PG_BOILER 1.5TPH_FURNACE OIL TANK STEAM | FURNACE OIL TANK STEAM COIL PR
1500 | GF-23 | BGPL-1500-PRDN-COMP | 20002258 | DIGITAL MICROMETER_COMPRESSION AREA-1
1500 | GF-23 | BGPL-1500-PRDN-COMP | 20002259 | DIGITAL MICROMETER_COMPRESSION AREA-1
1500 | GF-23 | BGPL-1500-PRDN-COMP | 20002260 | DIGITAL DIAL GAUGE_COMPRESSION AREA-1
1500 | GF-52 | BGPL-1500-PRDN-PACK | 20002261 | WEIGHING BALANCE_3 KG_PACKING AREA
1500 | GF-57 | BGPL-1500-WRHS-DISP | 20002264 | PG_NITROGEN LINE_INLET_DISPENSING - 2 | DISPENSING-2
1500 | GF-57 | BGPL-1500-WRHS-DISP | 20002265 | PG_NITROGEN LINE_OUTLET_DISPENSING - 2 | DISPENSING-2
1500 | GF-50 | BGPL-1500-PRDN-BLST | 20002266 | TS_FORMING TOP PLATE_BLISTER PACKING M/C
1500 | GF-50 | BGPL-1500-PRDN-BLST | 20002267 | TS_FORMING BOTTOM PLATE_BLISTER PACK M/C
1500 | FF-15 | BGPL-1500-UTLY-FF01 | 20002271 | PG_LOW PRESS GAUGE_PACK. WATER CHILLER | LOW PRESSURE GAUGE
1500 | FF-15 | BGPL-1500-UTLY-FF01 | 20002272 | PG_HIGH PRESS GAUGE_PACK. WATER CHILLER | HIGH PRESSURE GAUGE
1500 | FF-15 | BGPL-1500-UTLY-FF01 | 20002274 | PG_SUCT. PRESS GAUGE_PACK. WATER CHILLER
1500 | FF-15 | BGPL-1500-UTLY-FF01 | 20002275 | PG_DISG. PRESS GAUGE_PACK. WATER CHILLER | DISCHARGE PRESSURE GAUGE
1500 | FF-15 | BGPL-1500-UTLY-FF01 | 20002276 | TS_CHW OUTLET LINE_PACK. WATER CHILLER | CHILLED WATER OUTLET TEMP.
1500 | GF-87 | BGPL-1500-WRHS-SAMP | 20002277 | PG_NITROGEN LINE INLET_SAMPLING - 2 | NITROGEN LINE INLET
1500 | GF-87 | BGPL-1500-WRHS-SAMP | 20002278 | PG_NITROGEN LINE OUTLET_SAMPLING - 2 | NITROGEN LINE OUTLET
1500 | GF-77 | BGPL-1500-WRHS-DISP | 20002279 | PG_NITROGEN LINE INTLET_SOL. DISPENSING | NITROGEN LINE INTLET
1500 | GF-77 | BGPL-1500-WRHS-DISP | 20002280 | PG_NITROGEN LINE OUTLET_SOL. DISPENSING | NITROGEN LINE OUTLET
1500 | GF-58 | BGPL-1500-WRHS-DISP | 20002281 | PG_NITROGEN LINE INLET_DISPENSING - 3 | NITROGEN LINE INLET
1500 | GF-58 | BGPL-1500-WRHS-DISP | 20002282 | PG_NITROGEN LINE OUTLET_DISPENSING - 3 | NITROGEN LINE OUTLET
1500 | GF-49 | BGPL-1500-PRDN-BOTG | 20002283 | PG_NITROGEN LINE INTLET_BOTTLE FILLING A | NITROGEN LINE INLET
1500 | GF-49 | BGPL-1500-PRDN-BOTG | 20002284 | PG_NITROGEN LINE OUTLET_BOTTLE FILLING A | NITROGEN LINE OUTLET
1500 | FF-57 | BGPL-1500-UTLY-FF01 | 20002285 | PG_FILTER CLEANING ROOM_ON REGULATOR
1500 | FF-56 | BGPL-1500-UTLY-FF01 | 20002286 | PG_FILTER STORE ROOM_ON REGULATOR | ON REGULATOR
1500 |  | BGPL-1500-UTLY-UTPS | 20002287 | DF_PG_FIRE HYDRANT_SPRINKLER JOCKY PUMP
1500 |  | BGPL-1500-UTLY-UTPS | 20002288 | DF_PG_FIRE HYDRANT_SPRINKLER MAIN PUMP | ON SPRINKLER MAIN PUMP
1500 |  | BGPL-1500-UTLY-UTPS | 20002289 | DF_PG_FIRE HYDRANT_HYDRANT JOCKY PUMP | ON HYDRANT JOCKY PUMP
1500 |  | BGPL-1500-UTLY-UTPS | 20002290 | DF_PG_FIRE HYDRANT_MAIN HYDRANT PUMP | MAIN HYDRANT PUMP
1500 | GF-20 | BGPL-1500-UTLY-UTPS | 20002291 | DF_PG_FIRE HYDRANT_ON DIESEL PUMP | ON DIESEL PUMP
1500 | GF-52 | BGPL-1500-PRDN-PACK | 20002301 | TIC_SHRINK WRAPPING M/C | ON SRINK WRAPPING MACHINE
1500 | FF-43 | BGPL-1500-QLCN-MICR | 20002302 | TS_HPHV STEAM STERILIZER_CHAMBER | INSIDE CHAMBER
1500 | FF-43 | BGPL-1500-QLCN-MICR | 20002303 | TS_HPHV STEAM STERILIZER_CHAMBER | INSIDE CHAMBER
1500 | FF-15 | BGPL-1500-UTLY-FF01 | 20002304 | PG_CONTROL VALVE IN_DHU_30000488 | CONTROL VALVE IN_DHU_30000488
1500 | FF-15 | BGPL-1500-UTLY-FF01 | 20002305 | PG_CONTROL VALVE OUT_DHU_30000488 | CONTROL VALVE OUT_DHU_30000488
1500 | FF-15 | BGPL-1500-UTLY-FF01 | 20002306 | PG_CONTROL VALVE IN_DHU_30000489 | CONTROL VALVE IN_DHU_30000489
1500 | FF-15 | BGPL-1500-UTLY-FF01 | 20002307 | PG_CONTROL VALVE OUT_DHU_30000489 | CONTROL VALVE OUT_DHU_30000489
1500 | FF-15 | BGPL-1500-UTLY-FF01 | 20002308 | PG_CONTROL VALVE IN_DHU_30000490 | CONTROL VALVE IN_DHU_30000490
1500 | FF-15 | BGPL-1500-UTLY-FF01 | 20002309 | PG_CONTROL VALVE OUT_DHU_30000490 | CONTROL VALVE OUT_DHU_30000490
1500 | FF-15 | BGPL-1500-UTLY-FF01 | 20002310 | PG_CONTROL VALVE IN_DHU_30000491 | CONTROL VALVE IN_DHU_30000491
1500 | FF-15 | BGPL-1500-UTLY-FF01 | 20002311 | PG_CONTROL VALVE OUT_DHU_30000491 | CONTROL VALVE OUT_DHU_30000491
1500 | FF-15 | BGPL-1500-UTLY-FF02 | 20002312 | PG_CONTROL VALVE IN_DHU_30000492 | CONTROL VALVE IN_DHU_30000492
1500 | FF-15 | BGPL-1500-UTLY-FF02 | 20002313 | PG_CONTROL VALVE OUT_DHU_30000492 | CONTROL VALVE OUT_DHU_30000492
1500 | FF-15 | BGPL-1500-UTLY-FF01 | 20002314 | PG_CONTROL VALVE IN_DHU_30000493 | CONTROL VALVE IN_DHU_30000493
1500 | FF-15 | BGPL-1500-UTLY-FF01 | 20002315 | PG_CONTROL VALVE OUT_DHU_30000493 | CONTROL VALVE OUT_DHU_30000493
1500 | FF-15 | BGPL-1500-UTLY-FF01 | 20002316 | PG_CONTROL VALVE OUT_DHU_30000494 | CONTROL VALVE IN_DHU_30000494
1500 | FF-15 | BGPL-1500-UTLY-FF01 | 20002317 | PG_CONTROL VALVE IN_DHU_30000494 | CONTROL VALVE IN_DHU_30000494
1500 | FF-15 | BGPL-1500-UTLY-FF01 | 20002318 | PG_CONTROL VALVE IN_DHU_30000495 | CONTROL VALVE IN_DHU_30000495
1500 | FF-15 | BGPL-1500-UTLY-FF01 | 20002319 | PG_CONTROL VALVE OUT_DHU_30000495 | CONTROL VALVE OUT_DHU_30000495
1500 | FF-15 | BGPL-1500-UTLY-FF01 | 20002320 | PG_CONTROL VALVE IN_DHU_30000496 | CONTROL VALVE IN_DHU_30000496
1500 | FF-15 | BGPL-1500-UTLY-FF01 | 20002321 | PG_CONTROL VALVE OUT_DHU_30000496 | CONTROL VALVE OUT_DHU_30000496
1500 | FF-15 | BGPL-1500-UTLY-FF01 | 20002322 | PG_CONTROL VALVE IN_DHU_30000497 | CONTROL VALVE IN_DHU_30000497
1500 | FF-15 | BGPL-1500-UTLY-FF01 | 20002323 | PG_CONTROL VALVE OUT_DHU_30000497 | CONTROL VALVE OUT_DHU_30000497
1500 | FF-15 | BGPL-1500-UTLY-FF01 | 20002324 | PG_CONTROL VALVE IN_DHU_30000498 | CONTROL VALVE IN_DHU_30000498
1500 | FF-15 | BGPL-1500-UTLY-FF01 | 20002325 | PG_CONTROL VALVE OUT_DHU_30000498 | CONTROL VALVE OUT_DHU_30000498
1500 | FF-15 | BGPL-1500-PRDN-WTGR | 20002326 | PG_ON CV AIR REGULATOR_FBD 300 | ON STEAM CV AIR REGULATOR
1500 | FF-15 | BGPL-1500-PRDN-WTGR | 20002327 | PG_ON DAMPER CV AIR REGULATOR_FBD 300 | ON DAMPER CV AIR REGULATOR
1500 | FF-15 | BGPL-1500-PRDN-WTGR | 20002328 | PG_ON CV POSITIONER IN_FBD 300 | ON CV POSITIONER IN
1500 | FF-15 | BGPL-1500-PRDN-WTGR | 20002329 | PG_ON CV POSITIONER OUT_FBD 300 | ON CV POSITIONER OUT_FBD 300
1500 | FF-15 | BGPL-1500-PRDN-WTGR | 20002330 | PG_ON DAMPER POSITIONER IN_FBD 300 | ON DAMPER POSITIONER IN
1500 | FF-15 | BGPL-1500-PRDN-WTGR | 20002331 | PG_ON DAMPER POSITIONER OUT_FBD 300 | ON DAMPER POSITIONER OUT
1500 | FF-15 | BGPL-1500-PRDN-WASH | 20002332 | PG_ON CV POSITIONER IN_BIN WASING | ON STEAM CV POSITIONER IN
1500 | FF-15 | BGPL-1500-PRDN-WASH | 20002333 | PG_ON CV POSITIONER OUT_BIN WASING | ON CV POSITIONER OUT
1500 | FF39 | BGPL-1500-QLCN-WLAB | 20002341 | RPM_CENTRIFUGE MACHINE_QC
1500 | FF39 | BGPL-1500-QLCN-WLAB | 20002342 | TIMER_CENTRIFUGE MACHINE_QC
1500 | FF42 | BGPL-1500-QLCN-DISR | 20002343 | TEMP. SENS. PROBE- A _DT_40000220_QC
1500 | FF42 | BGPL-1500-QLCN-DISR | 20002344 | TEMP. SENS. PROBE- B_DT_40000220_QC
1500 | FF50 | BGPL-1500-QLCN-MICR | 20002345 | TIC_40000316_QC
1500 | FF42 | BGPL-1500-QLCN-DISR | 20002346 | TIMER_DISSOLUTION TESTER_40000227_QC
1500 | FF42 | BGPL-1500-QLCN-DISR | 20002347 | TIMER_DISSOLUTION TESTER_40000226_QC
1500 | FF42 | BGPL-1500-QLCN-DISR | 20002348 | TIMER_DISSOLUTION TESTER_40000225_QC
1500 | FF42 | BGPL-1500-QLCN-DISR | 20002349 | TIMER_DISSOLUTION TESTER_40000224_QC
1500 | FF42 | BGPL-1500-QLCN-DISR | 20002350 | TIMER_DISSOLUTION TESTER_40000223_QC
1500 | FF40 | BGPL-1500-QLCN-WLAB | 20002351 | TIC_TIMER_RPM_OS INCUBATOR_40000284_QC
1500 | FF40 | BGPL-1500-QLCN-HPLC | 20002352 | SAMPLE COOLER_HPLC 40000246_QC
1500 | FF36 | BGPL-1500-QLCN-HPLC | 20002353 | SAMPLE COOLER_HPLC 40000247_QC
1500 | FF36 | BGPL-1500-QLCN-HPLC | 20002354 | SAMPLE COOLER_HPLC 40000248_QC
1500 | FF36 | BGPL-1500-QLCN-HPLC | 20002355 | SAMPLE COOLER_HPLC 40000249_QC
1500 | FF36 | BGPL-1500-QLCN-HPLC | 20002356 | SAMPLE COOLER_HPLC 40000250_QC
1500 | FF36 | BGPL-1500-QLCN-HPLC | 20002357 | COLUMN COOLER / OVEN_ HPLC_40000246_QC
1500 | FF36 | BGPL-1500-QLCN-HPLC | 20002358 | COLUMN COOLER / OVEN_ HPLC_40000247_QC
1500 | FF36 | BGPL-1500-QLCN-HPLC | 20002359 | COLUMN COOLER / OVEN_ HPLC_40000248_QC
1500 | FF36 | BGPL-1500-QLCN-HPLC | 20002360 | COLUMN COOLER / OVEN_ HPLC_40000249_QC
1500 | FF36 | BGPL-1500-QLCN-HPLC | 20002361 | COLUMN COOLER / OVEN_ HPLC_40000250_QC
1500 | FF40 | BGPL-1500-QLCN-WLAB | 20002362 | PH SENSOR_40000275_QC
1500 | FF40 | BGPL-1500-QLCN-WLAB | 20002363 | CONDUCTIVITY SENSOR_40000275_QC
1500 | FF40 | BGPL-1500-QLCN-WLAB | 20002364 | CONDUCTIVITY SENSOR_40000276_QC
1500 | FF43 | BGPL-1500-QLCN-MICR | 20002365 | PH SENSOR_40000300_MICRO
1500 | FF52 | BGPL-1500-QLCN-MICR | 20002366 | TS_BOD_40000292_MICRO
1500 | FF52 | BGPL-1500-QLCN-MICR | 20002367 | TS_BOD_40000292_MICRO
1500 | FF52 | BGPL-1500-QLCN-MICR | 20002368 | TS_BOD_40000292_MICRO
1500 | FF52 | BGPL-1500-QLCN-MICR | 20002369 | TS_BOD_40000243_MICRO | INCUBATION ROOM
1500 | FF52 | BGPL-1500-QLCN-MICR | 20002370 | TS_BOD_40000243_MICRO | INCUBATION ROOM
1500 | FF52 | BGPL-1500-QLCN-MICR | 20002371 | TS_BOD_40000243_MICRO | INCUBATION ROOM
1500 | FF52 | BGPL-1500-QLCN-MICR | 20002372 | TS_BOD_40000242_MICRO | INCUBATION ROOM
1500 | FF52 | BGPL-1500-QLCN-MICR | 20002373 | TS_BOD_40000242_MICRO | INCUBATION ROOM
1500 | FF52 | BGPL-1500-QLCN-MICR | 20002374 | TS_BOD_40000242_MICRO | INCUBATION ROOM
1500 | FF52 | BGPL-1500-QLCN-MICR | 20002375 | TS_BOD_40000242_MICRO | INCUBATION ROOM
1500 | FF52 | BGPL-1500-QLCN-MICR | 20002376 | TS_BOD_40000243_MICRO | INCUBATION ROOM
1500 | FF52 | BGPL-1500-QLCN-MICR | 20002377 | TS_BOD_40000291_MICRO
1500 | FF52 | BGPL-1500-QLCN-MICR | 20002378 | TS_BOD_40000291_MICRO
1500 | FF52 | BGPL-1500-QLCN-MICR | 20002379 | TS_BOD_40000291_MICRO
1500 | FF52 | BGPL-1500-QLCN-MICR | 20002380 | TS_BOD_40000291_MICRO
1500 | FF52 | BGPL-1500-QLCN-MICR | 20002381 | TS_BOD_40000292_MICRO
1500 | FF52 | BGPL-1500-QLCN-MICR | 20002382 | TS_BOD_40000293_MICRO
1500 | FF52 | BGPL-1500-QLCN-MICR | 20002383 | TS_BOD_40000293_MICRO
1500 | FF52 | BGPL-1500-QLCN-MICR | 20002384 | TS_BOD_40000293_MICRO
1500 | FF52 | BGPL-1500-QLCN-MICR | 20002385 | TS_BOD_40000293_MICRO
1500 | FF50 | BGPL-1500-QLCN-MICR | 20002386 | TS_COOLING CABINET_40000286_MICRO
1500 | FF50 | BGPL-1500-QLCN-MICR | 20002387 | TS_COOLING CABINET_40000286_MICRO
1500 | FF50 | BGPL-1500-QLCN-MICR | 20002388 | TS_COOLING CABINET_40000286_MICRO
1500 | FF50 | BGPL-1500-QLCN-MICR | 20002389 | TS_COOLING CABINET_40000286_MICRO
1500 | FF28 | BGPL-1500-QLCN-STDR | 20002390 | TS_COOLING CABINET_40000259_QC
1500 | FF28 | BGPL-1500-QLCN-STDR | 20002391 | TS_COOLING CABINET_40000259_QC
1500 | FF28 | BGPL-1500-QLCN-STDR | 20002392 | TS_COOLING CABINET_40000259_QC
1500 | FF28 | BGPL-1500-QLCN-STDR | 20002393 | TS_COOLING CABINET_40000259_QC
1500 | FF54 | BGPL-1500-QLCN-MICR | 20002394 | TS_DRYING OVEN_40000279_MICRO
1500 | FF54 | BGPL-1500-QLCN-MICR | 20002395 | TS_DRYING OVEN_40000279_MICRO
1500 | FF54 | BGPL-1500-QLCN-MICR | 20002396 | TS_DRYING OVEN_40000279_MICRO
1500 | FF54 | BGPL-1500-QLCN-MICR | 20002397 | TS_DRYING OVEN_40000279_MICRO
1500 | FF41 | BGPL-1500-QLCN-WLAB | 20002398 | TS_DRYING OVEN_40000267_QC
1500 | FF41 | BGPL-1500-QLCN-WLAB | 20002399 | TS_DRYING OVEN_40000267_QC
1500 | FF41 | BGPL-1500-QLCN-WLAB | 20002400 | TS_DRYING OVEN_40000267_QC
1500 | FF41 | BGPL-1500-QLCN-WLAB | 20002401 | TS_DRYING OVEN_40000267_QC
1500 | FF19 | BGPL-1500-QLCN-STBR | 20002402 | TS_PHOTO-STABILITY _40000285_QC
1500 | FF19 | BGPL-1500-QLCN-STBR | 20002403 | TS_PHOTO-STABILITY _40000285_QC
1500 | FF42 | BGPL-1500-QLCN-DISR | 20002404 | DIG TIMER_MEDIA DEGASSER _40000229_QC
1500 | FF42 | BGPL-1500-QLCN-DISR | 20002405 | TI_MEDIA DEGASSER_40000229_QC
1500 | FF42 | BGPL-1500-QLCN-DISR | 20002406 | DO2 METER_MEDIA DEG _40000229_QC
1500 | FF37 | BGPL-1500-QLCN-INSR | 20002407 | PG_HYDROGEN_GPS_OUTLET_QC | GC ROOM
1500 | FF37 | BGPL-1500-QLCN-INSR | 20002408 | PG_HYDROGEN_GPS_INLET _QC | GC ROOM
1500 | FF37 | BGPL-1500-QLCN-INSR | 20002409 | PG_HYDROGEN_INLET_40000333_QC
1500 | FF37 | BGPL-1500-QLCN-INSR | 20002410 | PG_HYDROGEN_INLET_40000256 _QC | GC ROOM
1500 | FF37 | BGPL-1500-QLCN-INSR | 20002411 | PG_ZERO AIR_GPS_OUTLET _QC | GC ROOM
1500 | FF37 | BGPL-1500-QLCN-INSR | 20002412 | PG_ZERO AIR_GPS_INLET _QC | GC ROOM
1500 | FF37 | BGPL-1500-QLCN-INSR | 20002413 | PG_ZERO AIR_INLET_40000333_QC
1500 | FF37 | BGPL-1500-QLCN-INSR | 20002414 | PG_ZERO AIR_INLET_40000256_QC | GC ROOM
1500 | FF37 | BGPL-1500-QLCN-INSR | 20002415 | PG_NITROGEN_GPS_OUTLET _QC | GC ROOM
1500 | FF37 | BGPL-1500-QLCN-INSR | 20002416 | PG_NITROGEN_GPS_INLET_QC | GC ROOM
1500 | FF37 | BGPL-1500-QLCN-INSR | 20002417 | PG_NITROGEN_INLET_40000333_QC
1500 | FF37 | BGPL-1500-QLCN-INSR | 20002418 | PG_NITROGEN_INLET_40000256 _QC | GC ROOM
1500 | FF37 | BGPL-1500-QLCN-INSR | 20002419 | PG_NITROGEN/HELIUM_CHANGE OVER_QC | GC ROOM
1500 | FF38 | BGPL-1500-QLCN-INSR | 20002420 | PG_NITROGEN_OUTLET_HPTLC_QC | GC ROOM
1500 | FF39 | BGPL-1500-QLCN-INSR | 20002421 | PG_NITROGEN_OUTLET_FUMING HOOD _QC | GC ROOM
1500 | FF43 | BGPL-1500-QLCN-MICR | 20002422 | PG_NITROGEN_INLET_40000241 _MICRO | MICRO MEDIA PREPARATION
1500 | FF43 | BGPL-1500-QLCN-MICR | 20002423 | PG_NITROGEN_OUTLET_40000241_MICRO | MICRO MEDIA PREPARATION
1500 | FF37 | BGPL-1500-QLCN-INSR | 20002424 | PG_HELIUM_GPS_OUTLET _QC | GC ROOM
1500 | FF37 | BGPL-1500-QLCN-INSR | 20002425 | PG_HELIUM_GPS_INLET _QC | GC ROOM
1500 | FF37 | BGPL-1500-QLCN-INSR | 20002426 | PG_HELIUM_INLET_40000333_QC
1500 | FF37 | BGPL-1500-QLCN-INSR | 20002427 | PG_HELIUM_INLET_40000256_QC | GC ROOM
1500 | FF37 | BGPL-1500-QLCN-INSR | 20002428 | PG_NITROGEN_CYLINDER PRESSURE_GC_QC | GC ROOM
1500 | FF37 | BGPL-1500-QLCN-INSR | 20002429 | PG_NITROGEN_LINE PRESSURE_GC _QC | GC ROOM
1500 | FF37 | BGPL-1500-QLCN-INSR | 20002430 | PG_NITROGEN_CYLINDER PRESSURE_TOC_QC | GC ROOM
1500 | FF37 | BGPL-1500-QLCN-INSR | 20002431 | PG_NITROGEN_LINE PRESSURE_TOC _QC | GC ROOM
1500 | FF37 | BGPL-1500-QLCN-INSR | 20002432 | PG_NITROGEN_CYLIN PRESS_SAMPLING AREA_QC | GC ROOM
1500 | FF37 | BGPL-1500-QLCN-INSR | 20002433 | PG_NITROGEN_LINE PRESSAMPLING AREA_QC | GC ROOM
1500 | FF37 | BGPL-1500-QLCN-INSR | 20002434 | PG_HYDROGEN_CYLINDER PRESSURE_QC | GC ROOM
1500 | FF37 | BGPL-1500-QLCN-INSR | 20002435 | PG_HYDROGEN_LINE PRESSURE _QC | GC ROOM
1500 | FF37 | BGPL-1500-QLCN-INSR | 20002436 | PG_ZERO AIR_CYLINDER PRESSURE_QC | GC ROOM
1500 | FF37 | BGPL-1500-QLCN-INSR | 20002437 | PG_ZERO AIR_LINE PRESSURE_QC | GC ROOM
1500 | FF37 | BGPL-1500-QLCN-INSR | 20002438 | PG_HELIUM_CYLINDER PRESSURE_QC | GC ROOM
1500 | FF37 | BGPL-1500-QLCN-INSR | 20002439 | PG_HELIUM_LINE PRESSURE _QC | GC ROOM
1500 | FF19 | BGPL-1500-QLCN-STBR | 20002440 | DIGITAL UV METER_PHOTOSTAB _40000285_QC
1500 | FF19 | BGPL-1500-QLCN-STBR | 20002441 | DIGITAL LUX METER_PHOTO-STAB_40000285_QC
1500 | FF19 | BGPL-1500-QLCN-STBR | 20002442 | RHT SENSOR_WALKIN CHAMBER_40000240_QC
1500 | FF19 | BGPL-1500-QLCN-STBR | 20002443 | RHT SENSOR_WALKIN CHAMBER_40000240_QC
1500 | FF19 | BGPL-1500-QLCN-STBR | 20002444 | RHT SENSOR_WALKIN CHAMBER_40000240_QC
1500 | FF19 | BGPL-1500-QLCN-STBR | 20002445 | RHT SENSOR_WALKIN CHAMBER_40000240_QC
1500 | FF19 | BGPL-1500-QLCN-STBR | 20002446 | RHT SENSOR_WALKIN CHAMBER_40000240_QC
1500 | FF19 | BGPL-1500-QLCN-STBR | 20002447 | RHT SENSOR_WALKIN CHAMBER_40000240_QC
1500 | FF19 | BGPL-1500-QLCN-STBR | 20002448 | RHT SENSOR_WALKIN CHAMBER_40000240_QC
1500 | FF19 | BGPL-1500-QLCN-STBR | 20002449 | RHT SENSOR_WALKIN CHAMBER_40000240_QC
1500 | FF19 | BGPL-1500-QLCN-STBR | 20002450 | RHT SENSOR_WALKIN CHAMBER_40000238_QC
1500 | FF19 | BGPL-1500-QLCN-STBR | 20002451 | RHT SENSOR_WALKIN CHAMBER_40000238_QC
1500 | FF19 | BGPL-1500-QLCN-STBR | 20002452 | RHT SENSOR_WALKIN CHAMBER_40000238_QC
1500 | FF19 | BGPL-1500-QLCN-STBR | 20002453 | RHT SENSOR_WALKIN CHAMBER_40000238_QC
1500 | FF19 | BGPL-1500-QLCN-STBR | 20002454 | RHT SENSOR_WALKIN CHAMBER_40000238_QC
1500 | FF19 | BGPL-1500-QLCN-STBR | 20002455 | RHT SENSOR_WALKIN CHAMBER_40000238_QC
1500 | FF19 | BGPL-1500-QLCN-STBR | 20002456 | RHT SENSOR_WALKIN CHAMBER_40000238_QC
1500 | FF19 | BGPL-1500-QLCN-STBR | 20002457 | RHT SENSOR_WALKIN CHAMBER_40000238_QC
1500 | FF19 | BGPL-1500-QLCN-STBR | 20002458 | RHT SENSOR_WALKIN CHAMBER_40000237_QC
1500 | FF19 | BGPL-1500-QLCN-STBR | 20002459 | RHT SENSOR_WALKIN CHAMBER_40000237_QC
1500 | FF19 | BGPL-1500-QLCN-STBR | 20002460 | RHT SENSOR_WALKIN CHAMBER_40000237_QC
1500 | FF19 | BGPL-1500-QLCN-STBR | 20002461 | RHT SENSOR_WALKIN CHAMBER_40000237_QC
1500 | FF19 | BGPL-1500-QLCN-STBR | 20002462 | RHT SENSOR_WALKIN CHAMBER_40000237_QC
1500 | FF19 | BGPL-1500-QLCN-STBR | 20002463 | RHT SENSOR_WALKIN CHAMBER_40000237_QC
1500 | FF19 | BGPL-1500-QLCN-STBR | 20002464 | RHT SENSOR_WALKIN CHAMBER_40000237_QC
1500 | FF19 | BGPL-1500-QLCN-STBR | 20002465 | RHT SENSOR_WALKIN CHAMBER_40000237_QC
1500 | FF19 | BGPL-1500-QLCN-STBR | 20002466 | RHT SENSOR_WALKIN CHAMBER_40000236_QC
1500 | FF19 | BGPL-1500-QLCN-STBR | 20002467 | RHT SENSOR_WALKIN CHAMBER_40000236_QC
1500 | FF19 | BGPL-1500-QLCN-STBR | 20002468 | RHT SENSOR_WALKIN CHAMBER_40000236_QC
1500 | FF19 | BGPL-1500-QLCN-STBR | 20002469 | RHT SENSOR_WALKIN CHAMBER_40000236_QC
1500 | FF19 | BGPL-1500-QLCN-STBR | 20002470 | RHT SENSOR_WALKIN CHAMBER_40000236_QC
1500 | FF19 | BGPL-1500-QLCN-STBR | 20002471 | RHT SENSOR_WALKIN CHAMBER_40000236_QC
1500 | FF19 | BGPL-1500-QLCN-STBR | 20002472 | RHT SENSOR_WALKIN CHAMBER_40000236_QC
1500 | FF19 | BGPL-1500-QLCN-STBR | 20002473 | RHT SENSOR_WALKIN CHAMBER_40000236_QC
1500 | FF39 | BGPL-1500-QLCN-WLAB | 20002474 | TIC _VACUUM OVEN_40000264_QC
1500 | FF33 | BGPL-1500-QLCN-STDR | 20002475 | TS_COOLING CABINET_40000282_QC
1500 | FF33 | BGPL-1500-QLCN-STDR | 20002476 | TS_COOLING CABINET_40000282_QC
1500 | FF33 | BGPL-1500-QLCN-STDR | 20002477 | TS_COOLING CABINET_40000282_QC
1500 | FF33 | BGPL-1500-QLCN-STDR | 20002478 | TS_COOLING CABINET_40000282_QC
1500 | FF28 | BGPL-1500-QLCN-STDR | 20002479 | TS_COOLING CABINET_40000281_QC
1500 | FF28 | BGPL-1500-QLCN-STDR | 20002480 | TS_COOLING CABINET_40000281_QC
1500 | FF28 | BGPL-1500-QLCN-STDR | 20002481 | TS_COOLING CABINET_40000281_QC
1500 | FF28 | BGPL-1500-QLCN-STDR | 20002482 | TS_COOLING CABINET_40000281_QC
1500 | FF39 | BGPL-1500-QLCN-WLAB | 20002483 | TS_MUFFLE FURNACE _40000309_QC
1500 | FF39 | BGPL-1500-QLCN-WLAB | 20002484 | TS_WATER BATH_40000310_QC
1500 | FF35 | BGPL-1500-QLCN-MICR | 20002485 | TS_WATER BATH_40000334_MICRO
1500 | FF19 | BGPL-1500-QLCN-STBR | 20002486 | RHT SENSOR_WALKIN CHAMBER_40000239_QC
1500 | FF19 | BGPL-1500-QLCN-STBR | 20002487 | RHT SENSOR_WALKIN CHAMBER_40000239_QC
1500 | FF19 | BGPL-1500-QLCN-STBR | 20002488 | RHT SENSOR_WALKIN CHAMBER_40000239_QC
1500 | FF19 | BGPL-1500-QLCN-STBR | 20002489 | RHT SENSOR_WALKIN CHAMBER_40000239_QC
1500 | FF19 | BGPL-1500-QLCN-STBR | 20002490 | RHT SENSOR_WALKIN CHAMBER_40000239_QC
1500 | FF19 | BGPL-1500-QLCN-STBR | 20002491 | RHT SENSOR_WALKIN CHAMBER_40000239_QC
1500 | FF19 | BGPL-1500-QLCN-STBR | 20002492 | RHT SENSOR_WALKIN CHAMBER_40000239_QC
1500 | FF19 | BGPL-1500-QLCN-STBR | 20002493 | RHT SENSOR_WALKIN CHAMBER_40000239_QC
1500 | FF40 | BGPL-1500-QLCN-WLAB | 20002494 | SIEVE ASTM-100 (150 UM)_QC
1500 | FF40 | BGPL-1500-QLCN-WLAB | 20002495 | SIEVE ASTM-80 (180 UM)_QC
1500 | FF40 | BGPL-1500-QLCN-WLAB | 20002496 | SIEVE ASTM - 20 (850 UM)_QC
1500 | FF40 | BGPL-1500-QLCN-WLAB | 20002497 | SIEVE ASTM - 60 (250UM)_QC
1500 | FF40 | BGPL-1500-QLCN-WLAB | 20002498 | SIEVE ASTM - 40 (425 UM)_QC
1500 | FF40 | BGPL-1500-QLCN-WLAB | 20002499 | SIEVE ASTM - 230_QC
1500 | FF40 | BGPL-1500-QLCN-WLAB | 20002500 | TEST SIEVE WIRE CLOTH_710 MICRON_QC
1500 | FF39 | BGPL-1500-QLCN-WLAB | 20002501 | TC_VACUUM OVEN_40000264_QC
1500 | FF40 | BGPL-1500-QLCN-WLAB | 20002502 | TCS_ULTRASONIC BATH_40000296_QC
1500 | FF40 | BGPL-1500-QLCN-WLAB | 20002503 | TCS_ULTRASONIC BATH_40000297_QC
1500 | FF50 | BGPL-1500-QLCN-MICR | 20002504 | TC_DEEP FREZZER_40000316_MICRO
1500 | FF19 | BGPL-1500-QLCN-STBR | 20002505 | TC_HYDRONIC SYSTEM_40000236_QC
1500 | FF19 | BGPL-1500-QLCN-STBR | 20002506 | TS_HYDRONIC SYSTEM_40000236_QC
1500 | FF19 | BGPL-1500-QLCN-STBR | 20002507 | TC_HYDRONIC SYSTEM_40000237_QC
1500 | FF19 | BGPL-1500-QLCN-STBR | 20002508 | TS_HYDRONIC SYSTEM_40000237_QC
1500 | FF19 | BGPL-1500-QLCN-STBR | 20002509 | TC_HYDRONIC SYSTEM_40000238_QC
1500 | FF19 | BGPL-1500-QLCN-STBR | 20002510 | TS_HYDRONIC SYSTEM_40000238_QC
1500 | FF19 | BGPL-1500-QLCN-STBR | 20002511 | TC_HYDRONIC SYSTEM_40000239_QC
1500 | FF19 | BGPL-1500-QLCN-STBR | 20002512 | TS_HYDRONIC SYSTEM_40000239_QC
1500 | FF19 | BGPL-1500-QLCN-STBR | 20002513 | TC_HYDRONIC SYSTEM_40000240_QC
1500 | FF19 | BGPL-1500-QLCN-STBR | 20002514 | TS_HYDRONIC SYSTEM_40000240_QC
1500 | FF40 | BGPL-1500-QLCN-WLAB | 20002515 | TCS_ULTRASONIC BATH_40000298_QC
1500 | FF38 | BGPL-1500-QLCN-INSR | 20002516 | TCS_POLARIMETER_40000218_QC
1500 | FF40 | BGPL-1500-QLCN-WLAB | 20002517 | TIMER_ULTRASONIC BATH_40000296_QC
1500 | FF40 | BGPL-1500-QLCN-WLAB | 20002518 | TIMER_ULTRASONIC BATH_40000297_QC
1500 | FF40 | BGPL-1500-QLCN-WLAB | 20002519 | TIMER_ULTRASONIC BATH_40000298_QC
1500 | FF42 | BGPL-1500-QLCN-INSR | 20002520 | SLIP GAUGE (10MM)_QC
1500 | FF42 | BGPL-1500-QLCN-DISR | 20002521 | DIAL INDICATOR _QC
1500 | FF42 | BGPL-1500-QLCN-DISR | 20002522 | CENTRING DEVICE _QC
1500 | FF42 | BGPL-1500-QLCN-DISR | 20002523 | DIGITAL PROTRACTOR_QC
1500 | FF42 | BGPL-1500-QLCN-INSR | 20002524 | DIGITAL THERMOMETER_QC
1500 | FF42 | BGPL-1500-QLCN-INSR | 20002525 | DIGITAL RTD SENSOR (PT.100)_QC
1500 | FF42 | BGPL-1500-QLCN-DISR | 20002526 | DIGITAL TACHOMETER_QC
1500 | FF42 | BGPL-1500-QLCN-DISR | 20002527 | DIGITAL DEPTH GAUGE_QC
1500 | FF42 | BGPL-1500-QLCN-DISR | 20002528 | BASKET VALIDATION GAUGE_QC
1500 | FF42 | BGPL-1500-QLCN-DISR | 20002529 | 25 MM BLOCK STANDARD_QC
1500 | GF-51 | BGPL-1500-PRDN-SACT | 20002530 | PG_SACHET FILL M/C_ON REGULATOR | ON REGULATOR
1500 | GF-51 | BGPL-1500-PRDN-SACT | 20002531 | PS_SACHET FILL M/C_ON FRL UNIT | ON FRL UNIT
1500 | GF-51 | BGPL-1500-PRDN-SACT | 20002532 | TS_SACHET FILL M/C_FRONT UPPER TEMP. | FRONT UPPER TEMPERATURE
1500 | GF-51 | BGPL-1500-PRDN-SACT | 20002533 | TS_SACHET FILL M/C_REAR UPPER TEMP. | REAR UPPER TEMPERATURE
1500 | GF-51 | BGPL-1500-PRDN-SACT | 20002534 | TS_SACHET FILL M/C_FRONT VERT.TEMP. (R) | FRONT VERTICAL .TEMP.(R)
1500 | GF-51 | BGPL-1500-PRDN-SACT | 20002535 | TS_SACHET FILL M/C_REAR VERT.TEMP. (R) | REAR VERT.TEMP. (R)
1500 | GF-51 | BGPL-1500-PRDN-SACT | 20002536 | TS_SACHET FILL M/C_FRONT VERT.TEMP. (L) | FRONT VERT.TEMP. (L)
1500 | GF-51 | BGPL-1500-PRDN-SACT | 20002537 | TS_SACHET FILL M/C_REAR VERT.TEMP. (L) | REAR VERT.TEMP. (L)
1500 | GF-51 | BGPL-1500-PRDN-SACT | 20002538 | TS_SACHET FILL M/C_FRONT LOWER TEMP. | FRONT LOWER TEMP.
1500 | GF-51 | BGPL-1500-PRDN-SACT | 20002539 | TS_SACHET FILL M/C_REAR LOWER TEMP. | REAR LOWER TEMPERATURE
1500 |  | BGPL-1500-UTLY-UTPS | 20002540 | PG_BOILER 1.5TPH_MAIN STEAM PRESSURE | MAIN STEAM PRESSURE
1500 |  | BGPL-1500-UTLY-UTPS | 20002541 | PG_BOILER 1.5TPH_FURNACE OIL PUMP PRESS | FURNACE OIL PUMP PRESSURE
1500 |  | BGPL-1500-UTLY-UTPS | 20002542 | PG_BOILER 1.5TPH_FEED PUMP PRESSURE | FEED PUMP PRESSURE
1500 |  | BGPL-1500-UTLY-UTPS | 20002543 | PG_BOILER 1.5TPH_FEED PUMP-2 PRESSURE | FEED PUMP-2 PRESSURE
1500 |  | BGPL-1500-UTLY-UTPS | 20002544 | TG_BOILER 1.5TPH_HEATER TEMPERATURE | HEATER TEMPERATURE
1500 |  | BGPL-1500-UTLY-UTPS | 20002545 | TS_BOILER 1.5TPH_STACK TEMPERATURE | STACK TEMPERATURE
1500 |  | BGPL-1500-UTLY-UTPS | 20002546 | TS_BOILER 1.5TPH_OIL TEMPERATURE | OIL TEMPERATURE
1500 |  | BGPL-1500-UTLY-UTPS | 20002547 | TC_BOILER 1.5TPH_OIL TEMPERATURE | ON PANEL (OIL TEMPERATURE)
1500 |  | BGPL-1500-UTLY-UTPS | 20002548 | TC_BOILER 1.5TPH_STACK TEMPERATURE | ON PANEL (STACK TEMPERATURE)
1500 |  | BGPL-1500-UTLY-UTPS | 20002549 | PS_BOILER 1.5TPH_MAIN STEAM PRESSURE-1 | MAIN STEAM PRESSURE
1500 |  | BGPL-1500-UTLY-UTPS | 20002550 | PS_BOILER 1.5TPH_MAIN STEAM PRESSURE-2 | MAIN STEAM PRESSURE-2
1500 | GF-51 | BGPL-1500-PRDN-SACT | 20002551 | TC_STRIP PACKING_L H SIDE TEMPERATURE | L H SIDE TEMPERATURE
1500 | GF-51 | BGPL-1500-PRDN-SACT | 20002552 | TC_STRIP PACKING_R H SIDE TEMPERATURE | R.H. SIDE TEMPERATURE
1500 | GF-51 | BGPL-1500-PRDN-SACT | 20002553 | TS_STRIP PACKING_R H SIDE TEMPERATURE
1500 | GF-51 | BGPL-1500-PRDN-SACT | 20002554 | TS_STRIP PACKING_L H SIDE TEMPERATURE
1500 | FF-60 | BGPL-1500-UTLY-FF01 | 20002555 | RHTT_AHU-F06_ON RETURN AIR DUCT | ON RETURN AIR DUCT
1500 |  | BGPL-1500-UTLY-UTPS | 20002556 | PG_FIRE HYDRANT_SPRINKLER JOCKY PUMP | ON SPRINKLER JOCKEY PUMP
1500 |  | BGPL-1500-UTLY-UTPS | 20002557 | PG_FIRE HYDRANT_SPRINKLER MAIN PUMP | ON SPRINKLER MAIN PUMP
1500 |  | BGPL-1500-UTLY-UTPS | 20002558 | PG_FIRE HYDRANT_HYDRANT JOCKY PUMP | ON HYDRANT JOCKY PUMP
1500 |  | BGPL-1500-UTLY-UTPS | 20002559 | PG_FIRE HYDRANT_MAIN HYDRANT PUMP | MAIN HYDRANT PUMP
1500 |  | BGPL-1500-UTLY-UTPS | 20002560 | PG_FIRE HYDRANT_ON DIESEL PUMP | ON DIESEL PUMP
1500 | GF-20 | BGPL-1500-UTLY-UTYO | 20002561 | TC_HWS_ON PANEL HOT WATER TEMP. | ON PANEL HOT WATER TEMP
1500 | FF-15 | BGPL-1500-PRDN-WTGR | 20002562 | PG_FBD 300_STEAM LINE INLET (PRV IN) | STEAM LINE INLET (PRV IN)
1500 | FF-15 | BGPL-1500-PRDN-WTGR | 20002563 | PG_FBD 300_STEAM LINE INLET (PRV OUT) | STEAM LINE INLET (PRV OUT)
1500 | GF-20 | BGPL-1500-UTLY-UTYO | 20002564 | PG_AIR COMPRESSOR_OUTLET LINE | OUTLET AIR LINE
1500 | GF-49 | BGPL-1500-PRDN-BOTG | 20002565 | SS CAPSULE COUNTER TRAY_100 C | SS CAPSULE COUNTER TRAY_100 C
1500 | GF-49 | BGPL-1500-PRDN-BOTG | 20002566 | SS CAPSULE COUNTER TRAY_100 C | SS CAPSULE COUNTER TRAY_100 C
1500 | GF-49 | BGPL-1500-PRDN-BOTG | 20002567 | SS CAPSULE COUNTER TRAY_100 C | SS CAPSULE COUNTER TRAY_100 C
1500 | GF-49 | BGPL-1500-PRDN-BOTG | 20002568 | SS CAPSULE COUNTER TRAY_90 CAP | SS CAPSULE COUNTER TRAY_100 C
1500 | GF-49 | BGPL-1500-PRDN-BOTG | 20002569 | SS CAPSULE COUNTER TRAY_90 CAP | SS CAPSULE COUNTER TRAY_100 C
1500 | GF-49 | BGPL-1500-PRDN-BOTG | 20002570 | SS CAPSULE COUNTER TRAY_90 CAP | SS CAPSULE COUNTER TRAY_90 CAP
1500 | GF-35 | BGPL-1500-PRDN-COAT | 20002577 | TS_COATING M/C 1200MM_BED TEMP | BED TEMPERATURE
1500 | FF-15 | BGPL-1500-PRDN-WASH | 20002578 | PT_BIN WASHING_PURIFIED WATER TANK-2 | PURIFIDE WATER TANK -02
1500 |  |  | 20002579 | PORTABLE OXYGEN METER_EHS
1500 | GF-52 | BGPL-1500-PRDN-PACK | 20002580 | TABLET COUNTER_30 COUNT_ PACKING AREA
1500 | GF-52 | BGPL-1500-PRDN-PACK | 20002581 | TABLET COUNTER_100 COUNT_ PACKING AREA
1500 | FF-15 | BGPL-1500-PRDN-WTGR | 20002583 | RHTS_FBD 300LTR_INLET DUCT | INLET DUCT
1500 | GF-42 | BGPL-1500-PRDN | 20002585 | PG_NITROGEN LINE INLET_INSPECTION ROOM-1 | NITROGEN LINE INLET
1500 | GF-42 | BGPL-1500-PRDN | 20002586 | PG_NITROGEN LINE OUTLE_INSPECTION ROOM-1 | NITROGEN LINE OUTLET
1500 | GF-35 | BGPL-1500-PRDN | 20002587 | PG_NITROGEN LINE INLET_COATING AREA-1 | NITROGEN LINE INLET
1500 | GF-42 | BGPL-1500-PRDN | 20002588 | PG_NITROGEN LINE OUTLE_COATING AREA-1 | NITROGEN LINE OUTLET
1500 | GF-28 | BGPL-1500-PRDN | 20002589 | PG_NITROGEN LINE INLET_GRANULATION-1 | NITROGEN LINE INLET
1500 | GF-28 | BGPL-1500-PRDN | 20002590 | PG_NITROGEN LINE OUTLE_GRANULATION-1 | NITROGEN LINE OUTLET
1500 | GF-25 | BGPL-1500-PRDN | 20002591 | PG_NITROGEN LINE INLET_BLENDING AREA-1 | NITROGEN LINE INLET
1500 | GF-25 | BGPL-1500-PRDN | 20002592 | PG_NITROGEN LINE OUTLE_BLENDING AREA-1 | NITROGEN LINE OUTLET
1500 | GF-23 | BGPL-1500-PRDN | 20002593 | PG_NITROGEN LINE IN_COMPRESSION ROOM-1 | NITROGEN LINE INLET
1500 | GF-23 | BGPL-1500-PRDN | 20002594 | PG_NITROGEN LINE OUT_COMPRESSION ROOM -1 | NITROGEN LINE OUTLET
1500 | GF-23 | BGPL-1500-PRDN-COMP | 20002595 | PG_TWIN SCREW VOLUMETRIC FEEDER_ON REGUL | ON REGULATOR
1500 | FF-58 | BGPL-1500-UTLY-FF01 | 20002597 | DIGITAL THERMOMETER_SECONDRY WATER SYS. | IN SECONDRY WATER SYATEM
1500 | GF-51 | BGPL-1500-PRDN-SACT | 20002651 | PG_PTS SACHET FILLING AREA_ON REGULATOR
1500 | GF-26 | BGPL-1500-PRDN-DRGR | 20002652 | CG_ROLL COMPACTOR_ON VACUUM PUMP | ON VACUUM PUMP
1500 | GF-26 | BGPL-1500-PRDN-DRGR | 20002653 | PG_ROLL COMPACTOR_ON HYDRAULIC PUMP | ON HYDRAULIC PUMP
1500 | GF-26 | BGPL-1500-PRDN-DRGR | 20002654 | PG_ROLL COMPACTOR_ON LUBRICATION PUMP | ON LUBRICATION PUMP
1500 | GF-26 | BGPL-1500-PRDN-DRGR | 20002655 | PG_ROLL COMPACTOR_ON FR UNIT | ON FR UNIT
1500 | GF-26 | BGPL-1500-PRDN-DRGR | 20002656 | PT_ROLL COMPACTOR_ROLL HYDRAULIC PRESSUR | ROLL HYDRAULIC PRESSURE
1500 | GF-26 | BGPL-1500-PRDN-DRGR | 20002657 | PI_ROLL COMPACTOR_SIDE SEAL PRESSURE | SIDE SEAL PRESSURE
1500 | GF-26 | BGPL-1500-PRDN-DRGR | 20002658 | PS_ROLL COMPACTOR_ON FR UNIT | ON FR UNIT
1500 | GF-26 | BGPL-1500-PRDN-DRGR | 20002659 | PG_PTS DRY GRANULATION_ON FR UNIT | ON FR UNIT
1500 | GF-26 | BGPL-1500-PRDN-DRGR | 20002660 | CG_PTS DRY GRANULATION_ON VACUUM PUMP | ON VACUUM PUMP
1500 | GF-53 | BGPL-1500-PRDN-WTGR | 20002661 | RHTT_BINDER PREPARATION ROOM | BINDER PREPARATION ROOM (GF-53
1500 | FF39 | BGPL-1500-QLCN-WLAB | 20002670 | TC_VACUUM OVEN_40000264_QC | ON VACUUM OVEN
1500 | GF-49 | BGPL-1500-PRDN-BOTG | 20002681 | TABLET COUNTER_30 COUNT_BOT FILL AREA
1500 | GF-49 | BGPL-1500-PRDN-BOTG | 20002682 | TABLET COUNTER_100 COUNT_BOT FILL AREA
1500 | FF-43 | BGPL-1500-QLCN-MICR | 20002683 | ROTAMETER_25 TO 250LPM_AIR SAMPLER | FOR MICRO AIR SAMPLER
1500 | GF-40 | BGPL-1500-PRDN-WASH | 20002684 | PG_WASHING AREA-1_ON AIR REGULATOR
1500 | GF-71 | BGPL-1500-PILT-WASH | 20002685 | PG_WASHING AREA-2_ON AIR REGULATOR
1500 | GF-84 | BGPL-1500-WRHS-SAMP | 20002686 | PG_SAMPLING WASH AERA_ON AIR REGULATOR
1500 | GF-20 | BGPL-1500-UTLY-UTYO | 20002696 | TS_CHILLER_EVAPORATOR WATER OUTLET | EVAPORATOR WATER OUTLET
1500 | GF-20 | BGPL-1500-UTLY-UTYO | 20002697 | TS_CHILLER_EVAPORATOR WATER INLET | EVAPORATOR WATER INLET
1500 | GF-20 | BGPL-1500-UTLY-UTYO | 20002698 | TS_CHILLER_CONDENSER WATER INLET | CONDENSER WATER INLET
1500 | GF-20 | BGPL-1500-UTLY-UTYO | 20002699 | TS_CHILLER_CONDENSER WATER OUTLET | CONDENSER WATER OUTLET
1500 | GF-20 | BGPL-1500-UTLY-UTYO | 20002700 | TS_CHILLER_COMPRESSOR-1 DISCHARGE TEMP. | COMPRESSOR-1 DISCHARGE TEMPERA
1500 | GF-20 | BGPL-1500-UTLY-UTYO | 20002701 | TS_CHILLER_COMPRESSOR-2 DISCHARGE TEMP. | COMPRESSOR-2 DISCHARGE TEMPERA
1500 | GF-20 | BGPL-1500-UTLY-UTYO | 20002702 | PG_CHILLER_EVAPORATOR WATER OUTLET | EVAPORATOR WATER OUTLET
1500 | GF-20 | BGPL-1500-UTLY-UTYO | 20002703 | PG_CHILLER_EVAPORATOR WATER INLET | EVAPORATOR WATER INLET
1500 | GF-20 | BGPL-1500-UTLY-UTYO | 20002704 | PG_CHILLER_CONDENSER WATER INLET | CONDENSER WATER INLET
1500 | GF-20 | BGPL-1500-UTLY-UTYO | 20002705 | PG_CHILLER_CONDENSER WATER OUTLET | CONDENSER WATER OUTLET
1500 | GF-20 | BGPL-1500-UTLY-UTYO | 20002706 | TG_CHILLER_EVAPORATOR WATER OUTLET | EVAPORATOR WATER OUTLET
1500 | GF-20 | BGPL-1500-UTLY-UTYO | 20002707 | TG_CHILLER_EVAPORATOR WATER INLET | EVAPORATOR WATER INLET
1500 | GF-20 | BGPL-1500-UTLY-UTYO | 20002708 | TG_CHILLER_CONDENSER WATER OUTLET | CONDENSER WATER OUTLET
1500 | GF-20 | BGPL-1500-UTLY-UTYO | 20002709 | TG_CHILLER_CONDENSER WATER INLET | CONDENSER WATER INLET
1500 | GF-20 | BGPL-1500-UTLY-UTYO | 20002710 | TC_COOLING TOWER-1 NEAR CHILLER | COOLING TOWER-1 NEAR CHILLER
1500 | GF-20 | BGPL-1500-UTLY-UTYO | 20002711 | TS_COOLING TOWER-1 SUPPLY WATER TEMP. | COOLING TOWER-1 SUPPLY WATER T
1500 | GF-20 | BGPL-1500-UTLY-UTYO | 20002712 | TC_COOLING TOWER-2 NEAR CHILLER | COOLING TOWER-2 NEAR CHILLER
1500 | GF-20 | BGPL-1500-UTLY-UTYO | 20002713 | TS_COOLING TOWER-2 SUPPLY WATER TEMP. | COOLING TOWER-2 SUPPLY WATER T
1500 |  |  | 20002714 | VIBRATION METER | ENGINEERING OFFICE
1500 | GF-20 | BGPL-1500-UTLY-UTYO | 20002724 | PG_AIR COMPRESSOR_INTERSTAGE PRESSURE | INTERSTAGE PRESSURE
1500 | GF-20 | BGPL-1500-UTLY-UTYO | 20002725 | PG_AIR COMPRESSOR_OUTLET AIR LINE | OUTLET AIR LINE
1500 | GF-20 | BGPL-1500-UTLY-UTYO | 20002726 | PG_AIR COMPRESSOR_COOLING WATER SUPPLY | COOLING WATER SUPPLY
1500 | GF-20 | BGPL-1500-UTLY-UTYO | 20002727 | PG_AIR COMPRESSOR_COOLING WATER RETURN | COOLING WATER RETURN
1500 | GF-20 | BGPL-1500-UTLY-UTYO | 20002728 | TS_AIR COMPRESSOR_2ND STAGE DISCH. TEMP | 2ND STAGE DISCHARGE TEMPERATUR
1500 | GF-20 | BGPL-1500-UTLY-UTYO | 20002729 | TS_AIR COMPRESSOR_OUTLET TEMPERATURE | OUTLET TEMPERATURE
1500 | GF-20 | BGPL-1500-UTLY-UTYO | 20002730 | PT_AIR COMPRESSOR_OIL PRESSURE | OIL PRESSURE
1500 | GF-20 | BGPL-1500-UTLY-UTYO | 20002731 | PT_AIR COMPRESSOR_OUTLET PRESSURE | OUTLET PRESSURE
1500 | GF-20 | BGPL-1500-UTLY-UTYO | 20002732 | TG_AIR COMPRESSOR_COOLING WATER SUPPLY | COOLING WATER SUPPLY
1500 | GF-20 | BGPL-1500-UTLY-UTYO | 20002733 | TG_AIR COMPRESSOR_COOLING WATER RETURN | COOLING WATER RETURN
1500 | GF-20 | BGPL-1500-UTLY-UTYO | 20002734 | PG_AIR DRYER_PRE FILTER INLET PRESSURE | PRE FILTER INLET PRESSURE
1500 | GF-20 | BGPL-1500-UTLY-UTYO | 20002735 | PG_AIR DRYER_PRE FILTER OUTLET PRESSURE | PRE FILTER OUTLET PRESSURE
1500 | GF-20 | BGPL-1500-UTLY-UTYO | 20002736 | PG_AIR DRYER_AFTER FILTER INLET PRESSURE | AFTER FILTER INLET PRESSURE
1500 | GF-20 | BGPL-1500-UTLY-UTYO | 20002737 | PG_AIR DRYER_AFTER FILTER OUTLET PRESSUR | AFTER FILTER OUTLET PRESSURE
1500 | GF-20 | BGPL-1500-UTLY-UTYO | 20002738 | PG_AIR DRYER_ADSORPTION TOWER_1 | ADSORPTION TOWER_1
1500 | GF-20 | BGPL-1500-UTLY-UTYO | 20002739 | PG_AIR DRYER_ADSORPTION TOWER_2 | ADSORPTION TOWER_2
1500 | GF-20 | BGPL-1500-UTLY-UTYO | 20002740 | DUPM_AIR DRYER_ON CONTROL PANEL | ON CONTROL PANEL
1500 | GF-20 | BGPL-1500-UTLY-UTYO | 20002741 | DUPS_AIR DRYER_IN CONTROL PANEL | IN CONTROL PANEL
1500 | GF-51 | BGPL-1500-PRDN-SACT | 20002743 | MG_PASS BOX SACHET FILLING _ENTRY SIDE | SACHET FILLING AREA TO PACKING
1500 | FF-061 | BGPL-1500-UTLY-LVL2 | 20002747 | DPS_AHU-G29_PRE FILTER | PRE FILTER
1500 | FF-061 | BGPL-1500-UTLY-LVL2 | 20002748 | DPS_AHU-G29_FINE FILTER | FINE FILTER
1500 | FF-061 | BGPL-1500-UTLY-LVL2 | 20002749 | DPT_AHU-G29_ON AHU | ON AHU
1500 | FF-061 | BGPL-1500-UTLY-LVL2 | 20002750 | RHTT_AHU-G29_ON RETURN AIR DUCT | ON RETURN AIR DUCT
1500 | FF-061 | BGPL-1500-UTLY-LVL2 | 20002751 | DPS_AHU-G47_PRE FILTER | PRE FILTER
1500 | FF-061 | BGPL-1500-UTLY-LVL2 | 20002752 | DPS_AHU-G47_FINE FILTER | FINE FILTER
1500 | FF-061 | BGPL-1500-UTLY-LVL2 | 20002753 | DPT_AHU-G47_ON AHU | ON AHU
1500 | FF-061 | BGPL-1500-UTLY-LVL2 | 20002754 | RHTT_AHU-G47_ON RETURN AIR DUCT | ON RETURN AIR DUCT
1500 | FF-061 | BGPL-1500-UTLY-LVL2 | 20002755 | DPS_AHU-G48_PRE FILTER | PRE FILTER
1500 | FF-061 | BGPL-1500-UTLY-LVL2 | 20002756 | DPS_AHU-G48_FINE FILTER | FINE FILTER
1500 | FF-061 | BGPL-1500-UTLY-LVL2 | 20002757 | DPT_AHU-G48_ON AHU | ON AHU
1500 | FF-061 | BGPL-1500-UTLY-LVL2 | 20002758 | RHTT_AHU-G48_ON RETURN AIR DUCT | ON RETURN AIR DUCT
1500 | FF-061 | BGPL-1500-UTLY-LVL2 | 20002866 | DPS_AHU-G25_PRE FILTER | PRE FILTER
1500 | FF-061 | BGPL-1500-UTLY-LVL2 | 20002867 | DPS_AHU-G25_FINE FILTER | FINE FILTER
1500 | FF-061 | BGPL-1500-UTLY-LVL2 | 20002868 | DPT_AHU-G25_ON AHU | ON AHU
1500 | FF-061 | BGPL-1500-UTLY-LVL2 | 20002869 | RHTT_AHU-G25_ON RETURN AIR DUCT | ON RETURN AIR DUCT
1500 | SF-001 | BGPL-1500-UTLY-LV2A | 20002870 | DPS_AHU-G31_PRE FILTER | PRE FILTER
1500 | SF-001 | BGPL-1500-UTLY-LV2A | 20002871 | DPS_AHU-G31_FINE FILTER | FINE FILTER
1500 | SF-001 | BGPL-1500-UTLY-LV2A | 20002872 | DPT_AHU-G31_ON AHU | ON AHU
1500 | SF-001 | BGPL-1500-UTLY-LV2A | 20002873 | RHTT_AHU-G31_ON RETURN AIR DUCT | ON RETURN AIR DUCT
1500 | SF-001 | BGPL-1500-UTLY-LV2A | 20002874 | DPS_AHU-G56_PRE FILTER | PRE FILTER
1500 | SF-001 | BGPL-1500-UTLY-LV2A | 20002875 | DPS_AHU-G56_FINE FILTER | FINE FILTER
1500 | SF-001 | BGPL-1500-UTLY-LV2A | 20002876 | DPT_AHU-G56_ON AHU | ON AHU
1500 | SF-001 | BGPL-1500-UTLY-LV2A | 20002877 | RHTT_AHU-G56_ON RETURN AIR DUCT | ON RETURN AIR DUCT
1500 | SF-001 | BGPL-1500-UTLY-LV2A | 20002879 | DPS_AHU-G23_PRE FILTER | PRE FILTER
1500 | SF-001 | BGPL-1500-UTLY-LV2A | 20002880 | DPS_AHU-G23_FINE FILTER | FINE FILTER
1500 | SF-001 | BGPL-1500-UTLY-LV2A | 20002881 | DPT_AHU-G23_ON AHU | ON AHU
1500 | SF-001 | BGPL-1500-UTLY-LV2A | 20002882 | TT_AHU-G23_ON RETURN AIR DUCT | ON RETURN AIR DUCT
1500 | SF-001 | BGPL-1500-UTLY-LV2A | 20002883 | DPS_AHU-G32_PRE FILTER | PRE FILTER
1500 | SF-001 | BGPL-1500-UTLY-LV2A | 20002884 | DPS_AHU-G32_FINE FILTER | FINE FILTER
1500 | SF-001 | BGPL-1500-UTLY-LV2A | 20002885 | DPT_AHU-G32_ON AHU | ON AHU
1500 | SF-001 | BGPL-1500-UTLY-LV2A | 20002886 | TT_AHU-G32_ON RETURN AIR DUCT | ON RETURN AIR DUCT
1500 | SF-001 | BGPL-1500-UTLY-LV2A | 20002887 | DPS_AHU-G51_PRE FILTER | PRE FILTER
1500 | SF-001 | BGPL-1500-UTLY-LV2A | 20002888 | DPS_AHU-G51_FINE FILTER | FINE FILTER
1500 | SF-001 | BGPL-1500-UTLY-LV2A | 20002889 | DPT_AHU-G51_ON AHU | ON AHU
1500 | SF-001 | BGPL-1500-UTLY-LV2A | 20002890 | RHTT_AHU-G51_ON RETURN AIR DUCT | ON RETURN AIR DUCT
1500 | FF-061 | BGPL-1500-UTLY-LVL2 | 20002891 | DPS_AHU-G24_PRE FILTER | PRE FILTER
1500 | FF-061 | BGPL-1500-UTLY-LVL2 | 20002892 | DPS_AHU-G24_FINE FILTER | FINE FILTER
1500 | FF-061 | BGPL-1500-UTLY-LVL2 | 20002893 | DPT_AHU-G24_ON AHU | ON AHU
1500 | FF-061 | BGPL-1500-UTLY-LVL2 | 20002894 | RHTT_AHU-G24_ON RETURN AIR DUCT | ON RETURN AIR DUCT
1500 | SF-001 | BGPL-1500-UTLY-LV2A | 20002895 | DPS_AHU-G35_PRE FILTER | PRE FILTER
1500 | SF-001 | BGPL-1500-UTLY-LV2A | 20002896 | DPS_AHU-G35_FINE FILTER | FINE FILTER
1500 | SF-001 | BGPL-1500-UTLY-LV2A | 20002897 | DPT_AHU-G35_ON AHU | ON AHU
1500 | SF-001 | BGPL-1500-UTLY-LV2A | 20002898 | RHTT_AHU-G35_ON RETURN AIR DUCT | ON RETURN AIR DUCT
1500 | SF-001 | BGPL-1500-UTLY-LV2A | 20002899 | DPS_AHU-G36_PRE FILTER | PRE FILTER
1500 | SF-001 | BGPL-1500-UTLY-LV2A | 20002900 | DPS_AHU-G36_FINE FILTER | FINE FILTER
1500 | SF-001 | BGPL-1500-UTLY-LV2A | 20002901 | DPT_AHU-G36_ON AHU | ON AHU
1500 | SF-001 | BGPL-1500-UTLY-LV2A | 20002902 | RHTT_AHU-G36_ON RETURN AIR DUCT | ON RETURN AIR DUCT
1500 | SF-001 | BGPL-1500-UTLY-LV2A | 20002903 | DPS_AHU-G50_PRE FILTER | PRE FILTER
1500 | SF-001 | BGPL-1500-UTLY-LV2A | 20002904 | DPS_AHU-G50_FINE FILTER | FINE FILTER
1500 | SF-001 | BGPL-1500-UTLY-LV2A | 20002905 | DPT_AHU-G50_ON AHU | ON AHU
1500 | SF-001 | BGPL-1500-UTLY-LV2A | 20002906 | RHTT_AHU-G50_ON RETURN AIR DUCT | ON RETURN AIR DUCT
1500 | SF-001 | BGPL-1500-UTLY-LV2A | 20002907 | DPS_AHU-G60_PRE FILTER | PRE FILTER
1500 | SF-001 | BGPL-1500-UTLY-LV2A | 20002908 | DPS_AHU-G60_FINE FILTER | FINE FILTER
1500 | SF-001 | BGPL-1500-UTLY-LV2A | 20002909 | DPT_AHU-G60_ON AHU | ON AHU
1500 | SF-001 | BGPL-1500-UTLY-LV2A | 20002910 | RHTT_AHU-G60_ON RETURN AIR DUCT | ON RETURN AIR DUCT
1500 | SF-001 | BGPL-1500-UTLY-LV2A | 20002911 | DPS_AHU-G44_PRE FILTER | PRE FILTER
1500 | SF-001 | BGPL-1500-UTLY-LV2A | 20002912 | DPS_AHU-G44_FINE FILTER | FINE FILTER
1500 | SF-001 | BGPL-1500-UTLY-LV2A | 20002913 | DPT_AHU-G44_ON AHU | ON AHU
1500 | SF-001 | BGPL-1500-UTLY-LV2A | 20002914 | RHTT_AHU-G44_ON RETURN AIR DUCT | ON RETURN AIR DUCT
1500 | FF-061 | BGPL-1500-UTLY-LVL2 | 20002915 | DPS_AHU-G37_PRE FILTER | PRE FILTER
1500 | FF-061 | BGPL-1500-UTLY-LVL2 | 20002916 | DPS_AHU-G37_FINE FILTER | FINE FILTER
1500 | FF-061 | BGPL-1500-UTLY-LVL2 | 20002917 | DPT_AHU-G37_ON AHU | ON AHU
1500 | FF-061 | BGPL-1500-UTLY-LVL2 | 20002918 | TT_AHU-37_ON RETURN AIR DUCT | ON RETURN AIR DUCT
1500 | SF-001 | BGPL-1500-UTLY-LV2A | 20002919 | DPS_AHU-G55A_PRE FILTER | PRE FILTER
1500 | SF-001 | BGPL-1500-UTLY-LV2A | 20002920 | DPS_AHU-G55A_FINE FILTER | FINE FILTER
1500 | SF-001 | BGPL-1500-UTLY-LV2A | 20002921 | DPT_AHU-G55A_ON AHU | ON AHU
1500 | SF-001 | BGPL-1500-UTLY-LV2A | 20002922 | TT_AHU-G55A_ON RETURN AIR DUCT | ON RETURN AIR DUCT
1500 | SF-001 | BGPL-1500-UTLY-LV2A | 20002923 | DPS_AHU-G55B_PRE FILTER | PRE FILTER
1500 | SF-001 | BGPL-1500-UTLY-LV2A | 20002924 | DPS_AHU-G55B_FINE FILTER | FINE FILTER
1500 | SF-001 | BGPL-1500-UTLY-LV2A | 20002925 | DPT_AHU-G55B_ON AHU | ON AHU
1500 | SF-001 | BGPL-1500-UTLY-LV2A | 20002926 | TT_AHU-G55B_ON RETURN AIR DUCT | ON RETURN AIR DUCT
1500 | SF-001 | BGPL-1500-UTLY-LV2A | 20002927 | DPS_AHU-G52_PRE FILTER | PRE FILTER
1500 | SF-001 | BGPL-1500-UTLY-LV2A | 20002928 | DPS_AHU-G52_FINE FILTER | FINE FILTER
1500 | SF-001 | BGPL-1500-UTLY-LV2A | 20002929 | DPT_AHU-G52_ON AHU | ON AHU
1500 | SF-001 | BGPL-1500-UTLY-LV2A | 20002930 | RHTT_AHU-G52_ON RETURN AIR DUCT | ON RETURN AIR DUCT
1500 | FF-061 | BGPL-1500-UTLY-LVL2 | 20002931 | DPS_AHU-G27_PRE FILTER | PRE FILTER
1500 | FF-061 | BGPL-1500-UTLY-LVL2 | 20002932 | DPS_AHU-G27_FINE FILTER | FINE FILTER
1500 | FF-061 | BGPL-1500-UTLY-LVL2 | 20002933 | DPT_AHU-G27_ON AHU | ON AHU
1500 | FF-061 | BGPL-1500-UTLY-LVL2 | 20002934 | RHTT_AHU-G27_ON RETURN AIR DUCT | ON RETURN AIR DUCT
1500 | FF-061 | BGPL-1500-UTLY-LVL2 | 20002935 | DPS_AHU-G45_PRE FILTER | PRE FILTER
1500 | FF-061 | BGPL-1500-UTLY-LVL2 | 20002936 | DPS_AHU-G45_FINE FILTER | FINE FILTER
1500 | FF-061 | BGPL-1500-UTLY-LVL2 | 20002937 | DPT_AHU-G45_ON AHU | ON AHU
1500 | FF-061 | BGPL-1500-UTLY-LVL2 | 20002938 | RHTT_AHU-G45_ON RETURN AIR DUCT | ON RETURN AIR DUCT
1500 |  | BGPL-1500-UTLY-LVL2 | 20002963 | DPS_AHU-G58_PRE FILTER | PRE FILTER
1500 |  | BGPL-1500-UTLY-LVL2 | 20002964 | DPS_AHU-G58_FINE FILTER | FINE FILTER
1500 |  | BGPL-1500-UTLY-LVL2 | 20002965 | RHTT_AHU-G58_ON RETURN AIR DUCT | ON RETURN AIR DUCT
1500 | FF-061 | BGPL-1500-UTLY-LVL2 | 20002971 | DPS_AHU-G28_PRE FILTER | PRE FILTER
1500 | FF-061 | BGPL-1500-UTLY-LVL2 | 20002972 | DPS_AHU-G28_FINE FILTER | FINE FILTER
1500 | FF-061 | BGPL-1500-UTLY-LVL2 | 20002973 | DPT_AHU-G28_ON AHU | ON AHU
1500 | FF-061 | BGPL-1500-UTLY-LVL2 | 20002974 | RHT_AHU-G28_RETURN AIR | RETURN AIR
1500 | FF-061 | BGPL-1500-UTLY-LVL2 | 20002975 | DPS_AHU-G28_ON AHU | ON AHU
1500 | FF-061 | BGPL-1500-UTLY-LVL2 | 20002976 | DPT_AHU-G28_PROCESS AIR FLOW | PROCESS AIR FLOW
1500 | FF-061 | BGPL-1500-UTLY-LVL2 | 20002977 | DPT_AHU-G28_REACTIVATION AIR FLOW | REACTIVATION AIR FLOW
1500 | FF-061 | BGPL-1500-UTLY-LVL2 | 20002978 | TS_AHU-G28_PRE COIL TEMPERATURE | PRE COIL TEMPERATURE
1500 | FF-061 | BGPL-1500-UTLY-LVL2 | 20002979 | TS_AHU-G28_POST COIL TEMPERATURE | POST COIL TEMPERATURE
1500 | FF-061 | BGPL-1500-UTLY-LVL2 | 20002980 | TS_AHU-G28_REACTIVATION IN TEMPERATURE | REACTIVATION IN TEMPERATURE
1500 | FF-061 | BGPL-1500-UTLY-LVL2 | 20002981 | TS_AHU-G28_REACTIVATION OUT TEMPERATURE | REACTIVATION OUT TEMPERATURE
1500 | FF-061 | BGPL-1500-UTLY-LVL2 | 20002982 | PG_AHU-G28_STEAM INLET | STEAM INLET
1500 | FF-061 | BGPL-1500-UTLY-LVL2 | 20002983 | DPS_AHU-G26_PRE FILTER | PRE FILTER
1500 | FF-061 | BGPL-1500-UTLY-LVL2 | 20002984 | DPS_AHU-G26_FINE FILTER | FINE FILTER
1500 | FF-061 | BGPL-1500-UTLY-LVL2 | 20002985 | RHT_AHU-G26_RETURN AIR | RETURN AIR
1500 | FF-061 | BGPL-1500-UTLY-LVL2 | 20002986 | DPS_AHU-G26_ON AHU | ON AHU
1500 | FF-061 | BGPL-1500-UTLY-LVL2 | 20002987 | DPT_AHU-G26_PROCESS AIR FLOW | PROCESS AIR FLOW
1500 | FF-061 | BGPL-1500-UTLY-LVL2 | 20002988 | DPT_AHU-G26_REACTIVATION AIR FLOW | REACTIVATION AIR FLOW
1500 | FF-061 | BGPL-1500-UTLY-LVL2 | 20002989 | TS_AHU-G26_PRE COIL TEMPERATURE | PRE COIL TEMPERATURE
1500 | FF-061 | BGPL-1500-UTLY-LVL2 | 20002990 | TS_AHU-G26_POST COIL TEMPERATURE | POST COIL TEMPERATURE
1500 | FF-061 | BGPL-1500-UTLY-LVL2 | 20002991 | TS_AHU-G26_REACTIVATION IN TEMPERATURE | REACTIVATION IN TEMPERATURE
1500 | FF-061 | BGPL-1500-UTLY-LVL2 | 20002992 | TS_AHU-G26_REACTIVATION OUT TEMPERATURE | REACTIVATION OUT TEMPERATURE
1500 | FF-061 | BGPL-1500-UTLY-LVL2 | 20002993 | PG_AHU-G26_STEAM INLET | STEAM INLET
1500 |  | BGPL-1500-UTLY-UTPS | 20002994 | DIGITAL CLOCK_BOILER ROOM | BOILER ROOM
1500 |  | BGPL-1500-UTLY-UTPS | 20002995 | DIGITAL CLOCK_ETP AREA | ETP AREA
1500 |  | BGPL-1500-UTLY-FF01 | 20002996 | DIGITAL CLOCK_FILTER CLEANING AREA | FILTER CLEANING AREA
1500 | FF-56 | BGPL-1500-UTLY-FF01 | 20002997 | DIGITAL CLOCK_FILTER STORAGE AREA | FILTER CLEANING AREA
1500 | FF-15 | BGPL-1500-UTLY-FF01 | 20002998 | DIGITAL CLOCK_TECHNICAL AREA-1 | TECHNICAL AREA-1
1500 | FF-061 | BGPL-1500-UTLY-LVL2 | 20002999 | DPT_AHU-G26_ON AHU | ON AHU
1500 |  | BGPL-1500-UTLY-UTPS | 20003013 | PG_PROCESS WATER_SOFTNER INLET | SOFTNER INLET
1500 |  | BGPL-1500-UTLY-UTPS | 20003014 | PG_PROCESS WATER_SOFTNER-1 OUTLET | SOFTNER-1 OUTLET
1500 |  | BGPL-1500-UTLY-UTPS | 20003015 | PG_PROCESS WATER_UTILITY TRANSFER PUMP | UTILITY TRANSFER PUMP
1500 |  | BGPL-1500-UTLY-UTPS | 20003016 | PG_PROCESS WATER_SOFTNER-2 OUTLET | SOFTNER-2 OUTLET
1500 |  | BGPL-1500-UTLY-UTPS | 20003017 | PG_PROCESS WATER_CSRO TRANSFER PUMP | CSRO TRANSFER PUMP
1500 |  | BGPL-1500-UTLY-UTPS | 20003018 | FM_PROCESS WATER_SOFTNER OUTLET | SOFTNER OUTLET
1500 |  | BGPL-1500-UTLY-UTPS | 20003019 | PHT WITH SENSOR_PROCESS WATER_REJECT RO | REJECT RO INLET
1500 |  | BGPL-1500-UTLY-UTPS | 20003020 | CTT WITH SENSOR_PROCESS WATER_REJECT RO | REJECT RO OUTLET
1500 |  | BGPL-1500-UTLY-UTPS | 20003021 | PG_PROCESS WATER_CARTRIDGE FILTER OUTLET | CARTRIDGE FILTER OUTLET
1500 |  | BGPL-1500-UTLY-UTPS | 20003022 | PG_PROCESS WATER_REJECT RO OUTLET | REJECT RO OUTLET
1500 |  | BGPL-1500-UTLY-UTPS | 20003023 | PG_PROCESS WATER_CARTRIDGE FILTER INLET | CARTRIDGE FILTER INLET
1500 |  | BGPL-1500-UTLY-UTPS | 20003024 | PG_PROCESS WATER_ON MAIN AIR REGULATOR | ON MAIN AIR REGULATOR
1500 |  | BGPL-1500-UTLY-UTPS | 20003025 | FM_PROCESS WATER_REJECT WATER | REJECT WATER
1500 |  | BGPL-1500-UTLY-UTPS | 20003026 | FM_PROCESS WATER_RECIRCULATION WATER | RECIRCULATION WATER
1500 |  | BGPL-1500-UTLY-UTPS | 20003027 | PG_PROCESS WATER_HIGH PUMP OUTLET PRESSU | HIGH PUMP OUTLET PRESSURE
1500 | FF-061 | BGPL-1500-UTLY-LVL2 | 20003028 | DPS_AHU-G34_PRE FILTER | PRE FILTER
1500 | FF-061 | BGPL-1500-UTLY-LVL2 | 20003029 | DPS_AHU-G34_FINE FILTER | FINE FILTER
1500 | FF-061 | BGPL-1500-UTLY-LVL2 | 20003030 | DPT_AHU-G34_ON AHU | ON AHU
1500 | FF-061 | BGPL-1500-UTLY-LVL2 | 20003031 | RHT_AHU-G34_RETURN AIR | RETURN AIR
1500 | FF-061 | BGPL-1500-UTLY-LVL2 | 20003032 | DPS_AHU-G34_ON AHU | ON AHU
1500 | FF-061 | BGPL-1500-UTLY-LVL2 | 20003033 | DPT_AHU-G34_PROCESS AIR FLOW | PROCESS AIR FLOW
1500 | FF-061 | BGPL-1500-UTLY-LVL2 | 20003034 | DPT_AHU-G34_REACTIVATION AIR FLOW | REACTIVATION AIR FLOW
1500 | FF-061 | BGPL-1500-UTLY-LVL2 | 20003035 | TS_AHU-G34_PRE COIL TEMPERATURE | PRE COIL TEMPERATURE
1500 | FF-061 | BGPL-1500-UTLY-LVL2 | 20003036 | TS_AHU-G34_POST COIL TEMPERATURE | POST COIL TEMPERATURE
1500 | FF-061 | BGPL-1500-UTLY-LVL2 | 20003037 | TS_AHU-G34_REACTIVATION IN TEMPERATURE | REACTIVATION IN TEMPERATURE
1500 | FF-061 | BGPL-1500-UTLY-LVL2 | 20003038 | TS_AHU-G34_REACTIVATION OUT TEMPERATURE | REACTIVATION OUT TEMPERATURE
1500 | FF-061 | BGPL-1500-UTLY-LVL2 | 20003039 | PG_AHU-G34_STEAM INLET | STEAM INLET
1500 |  | BGPL-1500-UTLY-UTPS | 20003040 | PG_PROCESS WATER_REJECT WATER LINE | REJECT WATER LINE
1500 | FF-061 | BGPL-1500-UTLY-LVL2 | 20003041 | DPS_AHU-G57_PRE FILTER | PRE FILTER
1500 | FF-061 | BGPL-1500-UTLY-LVL2 | 20003042 | DPS_AHU-G57_FINE FILTER | FINE FILTER
1500 | FF-061 | BGPL-1500-UTLY-LVL2 | 20003043 | RHT_AHU-G57_RETURN AIR | RETURN AIR
1500 | FF-061 | BGPL-1500-UTLY-LVL2 | 20003044 | DPT_AHU-G57_PROCESS AIR FLOW | PROCESS AIR FLOW
1500 | FF-061 | BGPL-1500-UTLY-LVL2 | 20003045 | DPT_AHU-G57_REACTIVATION AIR FLOW | REACTIVATION AIR FLOW
1500 | FF-061 | BGPL-1500-UTLY-LVL2 | 20003046 | DPS_AHU-G57_ON AHU | ON AHU
1500 | FF-061 | BGPL-1500-UTLY-LVL2 | 20003047 | TS_AHU-G57_PRE COIL TEMPERATURE | PRE COIL TEMPERATURE
1500 | FF-061 | BGPL-1500-UTLY-LVL2 | 20003048 | TS_AHU-G57_POST COIL TEMPERATURE | POST COIL TEMPERATURE
1500 | FF-061 | BGPL-1500-UTLY-LVL2 | 20003049 | TS_AHU-G57_REACTIVATION IN TEMPERATURE | REACTIVATION IN TEMPERATURE
1500 | FF-061 | BGPL-1500-UTLY-LVL2 | 20003050 | TS_AHU-G57_REACTIVATION OUT TEMPERATURE | REACTIVATION OUT TEMPERATURE
1500 | FF-061 | BGPL-1500-UTLY-LVL2 | 20003051 | PG_AHU-G57_STEAM INLET | STEAM INLET
1500 | FF-061 | BGPL-1500-UTLY-LVL2 | 20003052 | DPS_AHU-G33_PRE FILTER | PRE FILTER
1500 | FF-061 | BGPL-1500-UTLY-LVL2 | 20003053 | DPS_AHU-G33_FINE FILTER | FINE FILTER
1500 | FF-061 | BGPL-1500-UTLY-LVL2 | 20003054 | DPT_AHU-G33_ON AHU | ON AHU
1500 | FF-061 | BGPL-1500-UTLY-LVL2 | 20003055 | RHT_AHU-G33_RETURN AIR | RETURN AIR
1500 | FF-061 | BGPL-1500-UTLY-LVL2 | 20003056 | DPS_AHU-G33_ON AHU | ON AHU
1500 | FF-061 | BGPL-1500-UTLY-LVL2 | 20003057 | DPT_AHU-G33_PROCESS AIR FLOW | PROCESS AIR FLOW
1500 | FF-061 | BGPL-1500-UTLY-LVL2 | 20003058 | DPT_AHU-G33_REACTIVATION AIR FLOW | REACTIVATION AIR FLOW
1500 | FF-061 | BGPL-1500-UTLY-LVL2 | 20003059 | TS_AHU-G33_PRE COIL TEMPERATURE | PRE COIL TEMPERATURE
1500 | FF-061 | BGPL-1500-UTLY-LVL2 | 20003060 | TS_AHU-G33_POST COIL TEMPERATURE | POST COIL TEMPERATURE
1500 | FF-061 | BGPL-1500-UTLY-LVL2 | 20003061 | TS_AHU-G33_REACTIVATION IN TEMPERATURE | REACTIVATION IN TEMPERATURE
1500 | FF-061 | BGPL-1500-UTLY-LVL2 | 20003062 | TS_AHU-G33_REACTIVATION OUT TEMPERATURE | REACTIVATION OUT TEMPERATURE
1500 | FF-061 | BGPL-1500-UTLY-LVL2 | 20003063 | PG_AHU-G33_STEAM INLET | STEAM INLET
1500 |  | BGPL-1500-UTLY-FF01 | 20003064 | DIGITAL HYGROMETER_HTC_ENGINEERING DEPT | DIGITAL HYGROMETER
1500 |  | BGPL-1500-UTLY-FF01 | 20003065 | DIGITAL HYGROMETER_HTC_ENGINEERING DEPT | DIGITAL HYGROMETER
1500 |  | BGPL-1500-UTLY-FF01 | 20003066 | DIGITAL HYGROMETER_HTC_ENGINEERING DEPT | DIGITAL HYGROMETER
1500 |  | BGPL-1500-UTLY-FF01 | 20003067 | DIGITAL HYGROMETER_HTC_ENGINEERING DEPT | DIGITAL HYGROMETER
1500 |  | BGPL-1500-UTLY-FF01 | 20003068 | DIGITAL HYGROMETER_HTC_ENGINEERING DEPT | DIGITAL HYGROMETER
1500 |  | BGPL-1500-UTLY-FF01 | 20003069 | DIGITAL HYGROMETER_HTC_ENGINEERING DEPT | DIGITAL HYGROMETER
1500 |  | BGPL-1500-UTLY-FF01 | 20003070 | DIGITAL HYGROMETER_HTC_ENGINEERING DEPT | DIGITAL HYGROMETER
1500 |  | BGPL-1500-UTLY-FF01 | 20003071 | DIGITAL HYGROMETER_HTC_ENGINEERING DEPT | DIGITAL HYGROMETER
1500 |  | BGPL-1500-UTLY-FF01 | 20003072 | DIGITAL HYGROMETER_HTC_ENGINEERING DEPT | DIGITAL HYGROMETER
1500 |  | BGPL-1500-UTLY-FF01 | 20003073 | DIGITAL HYGROMETER_HTC_ENGINEERING DEPT | DIGITAL HYGROMETER
1500 | FF-061 | BGPL-1500-UTLY-LVL2 | 20003074 | DPS_AHU-G38_PRE FILTER | PRE FILTER
1500 | FF-061 | BGPL-1500-UTLY-LVL2 | 20003075 | DPS_AHU-G38_FINE FILTER | FINE FILTER
1500 | FF-061 | BGPL-1500-UTLY-LVL2 | 20003076 | DPT_AHU-G38_ON AHU | ON AHU
1500 | FF-061 | BGPL-1500-UTLY-LVL2 | 20003077 | RHT_AHU-G38_RETURN AIR | RETURN AIR
1500 | FF-061 | BGPL-1500-UTLY-LVL2 | 20003078 | DPS_AHU-G38_ON AHU | ON AHU
1500 | FF-061 | BGPL-1500-UTLY-LVL2 | 20003079 | DPT_AHU-G38_PROCESS AIR FLOW | PROCESS AIR FLOW
1500 | FF-061 | BGPL-1500-UTLY-LVL2 | 20003080 | DPT_AHU-G38_REACTIVATION AIR FLOW | REACTIVATION AIR FLOW
1500 | FF-061 | BGPL-1500-UTLY-LVL2 | 20003081 | TS_AHU-G38_PRE COIL TEMPERATURE | PRE COIL TEMPERATURE
1500 | FF-061 | BGPL-1500-UTLY-LVL2 | 20003082 | TS_AHU-G38_POST COIL TEMPERATURE | POST COIL TEMPERATURE
1500 | FF-061 | BGPL-1500-UTLY-LVL2 | 20003083 | TS_AHU-G38_REACTIVATION IN TEMPERATURE | REACTIVATION IN TEMPERATURE
1500 | FF-061 | BGPL-1500-UTLY-LVL2 | 20003084 | TS_AHU-G38_REACTIVATION OUT TEMPERATURE | REACTIVATION OUT TEMPERATURE
1500 | FF-061 | BGPL-1500-UTLY-LVL2 | 20003085 | PG_AHU-G38_STEAM INLET | STEAM INLET
1500 | FF-061 | BGPL-1500-PRDN-WSH3 | 20003086 | DPG_BIN WASHING STATION-3_PRE FILTER | ON AHU PRE FILTER
1500 | FF-061 | BGPL-1500-PRDN-WSH3 | 20003087 | DPG_BIN WASHING STATION-3_FINE FILTER | ON AHU FINE FILTER
1500 | FF-061 | BGPL-1500-PRDN-WSH3 | 20003088 | DPGT_BIN WASHING STATION-3_HEPA FILTER | ON AHU HEPA FILTER
1500 | FF-061 | BGPL-1500-PRDN-WSH3 | 20003089 | PG_BIN WASHING STATION-3_STEAM COIL INLE | STEAM COIL INLET PRESSURE
1500 | FF-061 | BGPL-1500-PRDN-WSH3 | 20003090 | PG_BIN WASHING STATION-3_CHILLED WATER C | CHILLED WATER COIL INLET PRESS
1500 | FF-061 | BGPL-1500-PRDN-WSH3 | 20003091 | TG_BIN WASHING STATION-3_STEAM COIL INLE | STEAM COIL INLET TEMPERATURE
1500 | FF-061 | BGPL-1500-PRDN-WSH3 | 20003092 | TG_BIN WASHING STATION-3_CHILLED WATER C | CHILLED WATER COIL OUTLET TEMP
1500 | FF-061 | BGPL-1500-PRDN-WSH3 | 20003093 | TG_BIN WASHING STATION-3_CHILLED WATER C | CHILLED WATER COIL INLET TEMPE
1500 | FF-061 | BGPL-1500-PRDN-WSH3 | 20003094 | AVS_BIN WASHING STATION-3_AHU INLET DUCT | ON AHU INLET DUCT
1500 | FF-061 | BGPL-1500-PRDN-WSH3 | 20003095 | TST_BIN WASHING STATION-3_AHU INLET AIR | ON AHU INLET AIR TEMPERATURE
1500 | FF-061 | BGPL-1500-PRDN-WSH3 | 20003096 | PG_BIN WASHING STATION-3_POSITIONER CONT | POSITIONER CONTROL AIR IN
1500 | FF-061 | BGPL-1500-PRDN-WSH3 | 20003097 | PG_BIN WASHING STATION-3_POSITIONER CONT | POSITIONER CONTROL AIR OUT
1500 | FF-061 | BGPL-1500-PRDN-WSH3 | 20003098 | PG_BIN WASHING STATION-3_ON MAIN AIR REG | ON MAIN AIR REGULATOR
1500 | FF-061 | BGPL-1500-PRDN-WSH3 | 20003099 | TST_BIN WASHING STATION-3_INLET WATER TE | INLET WATER TEMPERATURE
1500 | FF-061 | BGPL-1500-PRDN-WSH3 | 20003100 | PT_BIN WASHING STATION-3_INLET WATER PRE | INLET WATER PRESSURE
1500 | FF-061 | BGPL-1500-PRDN-WSH3 | 20003101 | FS_BIN WASHING STATION-3_INLET WATER FLO | INLET WATER FLOW
1500 | FF-061 | BGPL-1500-PRDN-WSH3 | 20003102 | PG_BIN WASHING STATION-3_PUMP INLET PRES | PUMP INLET PRESSURE
1500 | FF-061 | BGPL-1500-PRDN-WSH3 | 20003103 | PG_BIN WASHING STATION-3_MAIN AIR PRESSU | MAIN AIR PRESSURE
1500 | FF-061 | BGPL-1500-PRDN-WSH3 | 20003104 | PG_BIN WASHING STATION-3_CLEAN SIDE DOOR | CLEAN SIDE DOOR SEAL PRESSURE
1500 | FF-061 | BGPL-1500-PRDN-WSH3 | 20003105 | PG_BIN WASHING STATION-3_UNCLEAN SIDE DO | UNCLEAN SIDE DOOR SEAL PRESSUR
1500 | FF-061 | BGPL-1500-PRDN-WSH3 | 20003106 | PT_BIN WASHING STATION-3_MAIN AIR PRESSU | MAIN AIR PRESSURE
1500 | FF-061 | BGPL-1500-PRDN-WSH3 | 20003107 | PT_BIN WASHING STATION-3_CLEAN SIDE DOOR | CLEAN SIDE DOOR SEAL PRESSURE
1500 | FF-061 | BGPL-1500-PRDN-WSH3 | 20003108 | PT_BIN WASHING STATION-3_UNCLEAN SIDE DO | UNCLEAN SIDE DOOR SEAL PRESSUR
1500 | FF-061 | BGPL-1500-PRDN-WSH3 | 20003109 | DPT_BIN WASHING STATION-3_CHAMBER PRESSU | CHAMBER PRESSURE
1500 | FF-061 | BGPL-1500-PRDN-WSH3 | 20003110 | TST_BIN WASHING STATION-3_OUTLET AIR DUC | OULET AIR DUCT
1500 | FF-061 | BGPL-1500-PRDN-WSH3 | 20003111 | PT_BIN WASHING STATION-3_INLET UTILITY P | INLET UTILITY PRESSURE
1500 | FF-061 | BGPL-1500-PRDN-WSH3 | 20003112 | CTT WITH SENSOR_BIN WASHING STATION-3_DR | DRAIN LINE
1500 | FF-061 | BGPL-1500-PRDN-WSH3 | 20003113 | DPG_BIN WASHING STATION-3_PRE FILTER | ON AHU PRE FILTER
1500 | FF-061 | BGPL-1500-PRDN-WSH3 | 20003114 | DPG_BIN WASHING STATION-3_FINE FILTER | ON AHU FINE FILTER
1500 | FF-061 | BGPL-1500-PRDN-WSH3 | 20003115 | DPGT_BIN WASHING STATION-3_HEPA FILTER | ON AHU HEPA FILTER
1500 | FF-061 | BGPL-1500-PRDN-WSH3 | 20003116 | PG_BIN WASHING STATION-3_STEAM COIL INLE | STEAM COIL INLET PRESSURE
1500 | FF-061 | BGPL-1500-PRDN-WSH3 | 20003117 | PG_BIN WASHING STATION-3_CHILLED WATER C | CHILLED WATER COIL INLET PRESS
1500 | FF-061 | BGPL-1500-PRDN-WSH3 | 20003118 | TG_BIN WASHING STATION-3_STEAM COIL INLE | STEAM COIL INLET TEMPERATURE
1500 | FF-061 | BGPL-1500-PRDN-WSH3 | 20003119 | TG_BIN WASHING STATION-3_CHILLED WATER C | CHILLED WATER COIL OUTLET TEMP
1500 | FF-061 | BGPL-1500-PRDN-WSH3 | 20003120 | TG_BIN WASHING STATION-3_CHILLED WATER C | CHILLED WATER COIL INLET TEMPE
1500 | FF-061 | BGPL-1500-PRDN-WSH3 | 20003121 | AVS_BIN WASHING STATION-3_AHU INLET DUCT | ON AHU INLET DUCT
1500 | FF-061 | BGPL-1500-PRDN-WSH3 | 20003122 | TST_BIN WASHING STATION-3_AHU INLET AIR | ON AHU INLET AIR TEMPERATURE
1500 | FF-061 | BGPL-1500-PRDN-WSH3 | 20003123 | PG_BIN WASHING STATION-3_POSITIONER CONT | POSITIONER CONTROL AIR IN
1500 | FF-061 | BGPL-1500-PRDN-WSH3 | 20003124 | PG_BIN WASHING STATION-3_POSITIONER CONT | POSITIONER CONTROL AIR OUT
1500 | FF-061 | BGPL-1500-PRDN-WSH3 | 20003125 | PG_BIN WASHING STATION-3_ON MAIN AIR REG | ON MAIN AIR REGULATOR
1500 | FF-061 | BGPL-1500-PRDN-WSH3 | 20003126 | TST_BIN WASHING STATION-3_INLET WATER TE | INLET WATER TEMPERATURE
1500 | FF-061 | BGPL-1500-PRDN-WSH3 | 20003127 | PT_BIN WASHING STATION-3_INLET WATER PRE | INLET WATER PRESSURE
1500 | FF-061 | BGPL-1500-PRDN-WSH3 | 20003128 | FS_BIN WASHING STATION-3_INLET WATER FLO | INLET WATER FLOW
1500 | FF-061 | BGPL-1500-PRDN-WSH3 | 20003129 | PG_BIN WASHING STATION-3_PUMP INLET PRES | PUMP INLET PRESSURE
1500 | FF-061 | BGPL-1500-PRDN-WSH3 | 20003130 | PG_BIN WASHING STATION-3_MAIN AIR PRESSU | MAIN AIR PRESSURE
1500 | FF-061 | BGPL-1500-PRDN-WSH3 | 20003131 | PG_BIN WASHING STATION-3_CLEAN SIDE DOOR | CLEAN SIDE DOOR SEAL PRESSURE
1500 | FF-061 | BGPL-1500-PRDN-WSH3 | 20003132 | PG_BIN WASHING STATION-3_UNCLEAN SIDE DO | UNCLEAN SIDE DOOR SEAL PRESSUR
1500 | FF-061 | BGPL-1500-PRDN-WSH3 | 20003133 | PT_BIN WASHING STATION-3_MAIN AIR PRESSU | MAIN AIR PRESSURE
1500 | FF-061 | BGPL-1500-PRDN-WSH3 | 20003134 | PT_BIN WASHING STATION-3_CLEAN SIDE DOOR | CLEAN SIDE DOOR SEAL PRESSURE
1500 | FF-061 | BGPL-1500-PRDN-WSH3 | 20003135 | PT_BIN WASHING STATION-3_UNCLEAN SIDE DO | UNCLEAN SIDE DOOR SEAL PRESSUR
1500 | FF-061 | BGPL-1500-PRDN-WSH3 | 20003136 | DPT_BIN WASHING STATION-3_CHAMBER PRESSU | CHAMBER PRESSURE
1500 | FF-061 | BGPL-1500-PRDN-WSH3 | 20003137 | TST_BIN WASHING STATION-3_OUTLET AIR DUC | OULET AIR DUCT
1500 | FF-061 | BGPL-1500-PRDN-WSH3 | 20003138 | PT_BIN WASHING STATION-3_INLET UTILITY P | INLET UTILITY PRESSURE
1500 | FF-061 | BGPL-1500-PRDN-WSH3 | 20003139 | CTT WITH SENSOR_BIN WASHING STATION-3_DR | DRAIN LINE
1500 | FF-062 | BGPL-1500-UTLY-LVL2 | 20003140 | PG_PWG S&D_1.5M3/HR_OZONE TRANSFER LINE | OZONE TRANSFER LINE
1500 | FF-062 | BGPL-1500-UTLY-LVL2 | 20003141 | PG_PWG S&D_1.5M3/HR_OZONE RECIRCULATION | OZONE RECIRCULATION LINE
1500 | FF-062 | BGPL-1500-UTLY-LVL2 | 20003142 | PG_PWG S&D_1.5M3/HR_OZONE RECIRCULATION | OZONE RECIRCULATION LINE
1500 | FF-062 | BGPL-1500-UTLY-LVL2 | 20003143 | CG_PWG S&D_1.5M3/HR_OZONATION TANK | OZONATION TANK
1500 | FF-062 | BGPL-1500-UTLY-LVL2 | 20003144 | PG_PWG S&D_1.5M3/HR_PROCESS WATER TRANSF | PROCESS WATER TRANSFER PUMP
1500 | FF-062 | BGPL-1500-UTLY-LVL2 | 20003145 | PG_PWG S&D_1.5M3/HR_PROCESS WATER RETURN | PROCESS WATER RETURN LINE
1500 | FF-062 | BGPL-1500-UTLY-LVL2 | 20003146 | CG_PWG S&D_1.5M3/HR_PROCESS WATER STORAG | PROCESS WATER STORAGE TANK
1500 | FF-062 | BGPL-1500-UTLY-LVL2 | 20003147 | PG_PWG S&D_1.5M3/HR_PROCESS WATER STEAM | PROCESS WATER STEAM LINE
1500 | FF-062 | BGPL-1500-UTLY-LVL2 | 20003148 | PG_PWG S&D_1.5M3/HR_OSMOTRON INLET | OSMOTRON INLET
1500 | FF-062 | BGPL-1500-UTLY-LVL2 | 20003149 | PG_PWG S&D_1.5M3/HR_RO INLET | RO INLET
1500 | FF-062 | BGPL-1500-UTLY-LVL2 | 20003150 | PG_PWG S&D_1.5M3/HR_RO REJECT | RO REJECT
1500 | FF-062 | BGPL-1500-UTLY-LVL2 | 20003151 | PG_PWG S&D_1.5M3/HR_PW SUPPLY LINE | PW SUPPLY LINE
1500 | FF-062 | BGPL-1500-UTLY-LVL2 | 20003152 | PG_PWG S&D_1.5M3/HR_PW RETURN LINE | PW RETURN LINE
1500 | FF-062 | BGPL-1500-UTLY-LVL2 | 20003153 | PG_PWG S&D_1.5M3/HR_STEAM LINE | STEAM LINE
1500 | FF-062 | BGPL-1500-UTLY-LVL2 | 20003154 | PG_PWG S&D_1.5M3/HR_ON MAIN AIR REGULATO | ON MAIN AIR REGULATOR
1500 | FF-062 | BGPL-1500-UTLY-LVL2 | 20003155 | CG_PWG S&D_1.5M3/HR_PW STORAGE TANK | PW STORAGE TANK
1500 | FF-062 | BGPL-1500-UTLY-LVL2 | 20003158 | TST_PWG S&D_1.5M3/HR_AFTER PLATE TYPE HE | AFTER PLATE TYPE HEAT EXCHANGR
1500 | FF-062 | BGPL-1500-UTLY-LVL2 | 20003159 | TST_PWG S&D_1.5M3/HR_PROCESS WATER RETUR | PROCESS WATER RETURN LINE
1500 | FF-062 | BGPL-1500-UTLY-LVL2 | 20003160 | TST_PWG S&D_1.5M3/HR_PROCESS WATER STORA | PROCESS WATER STORAGE TANK
1500 | FF-062 | BGPL-1500-UTLY-LVL2 | 20003161 | TST_PWG S&D_1.5M3/HR_RO OUTLET | RO OUTLET
1500 | FF-062 | BGPL-1500-UTLY-LVL2 | 20003162 | TST_PWG S&D_1.5M3/HR_PW RETURN LINE | PW RETURN LINE
1500 | FF-062 | BGPL-1500-UTLY-LVL2 | 20003163 | TST_PWG S&D_1.5M3/HR_BEFORE HEAT EXCHANG | BEFORE HEAT EXCHANGER
1500 | FF-062 | BGPL-1500-UTLY-LVL2 | 20003164 | TST_PWG S&D_1.5M3/HR_PW STORAGE TANK | PW STORAGE TANK
1500 | FF-062 | BGPL-1500-UTLY-LVL2 | 20003165 | FM_PWG S&D_1.5M3/HR_OZONE RECIRCULATION | OZONE RECIRCULATION LINE
1500 | FF-062 | BGPL-1500-UTLY-LVL2 | 20003166 | OZT WITH SENSOR_PWG S&D_1.5M3/HR_OZONE | OZONE RECIRCULATION LINE
1500 | FF-062 | BGPL-1500-UTLY-LVL2 | 20003167 | TST_PWG S&D_1.5M3/HR_EDI OUTLET | EDI OUTLET
1500 | FF-062 | BGPL-1500-UTLY-LVL2 | 20003168 | TST_PWG S&D_1.5M3/HR_RO INLET | RO INLET
1500 | FF-062 | BGPL-1500-UTLY-LVL2 | 20003169 | FT_PWG S&D_1.5M3/HR_PROCESS WATER RETURN | PROCESS WATER RETURN LINE
1500 | FF-062 | BGPL-1500-UTLY-LVL2 | 20003170 | OZT WITH SENSOR_PWG S&D_1.5M3/HR_AFTER U | AFTER UV
1500 | FF-062 | BGPL-1500-UTLY-LVL2 | 20003171 | FT_PWG S&D_1.5M3/HR_EDI CONCENTRATE CIRC | EDI CONCENTRATE CIRCULATION LI
1500 | FF-062 | BGPL-1500-UTLY-LVL2 | 20003172 | FT_PWG S&D_1.5M3/HR_RO OUTLET | RO OUTLET
1500 | FF-062 | BGPL-1500-UTLY-LVL2 | 20003173 | FT_PWG S&D_1.5M3/HR_RO INLET | RO INLET
1500 | FF-062 | BGPL-1500-UTLY-LVL2 | 20003174 | FT_PWG S&D_1.5M3/HR_RO REJECT | RO REJECT
1500 | FF-062 | BGPL-1500-UTLY-LVL2 | 20003175 | FT_PWG S&D_1.5M3/HR_PW RETURN LINE | PW RETURN LINE
1500 | FF-062 | BGPL-1500-UTLY-LVL2 | 20003176 | FM_PWG S&D_1.5M3/HR_RO REJECT RECIRCULAT | RO REJECT RECIRCULATION
1500 | FF-062 | BGPL-1500-UTLY-LVL2 | 20003177 | LT_PWG S&D_1.5M3/HR_OZONATION TANK | OZONATION TANK
1500 | FF-062 | BGPL-1500-UTLY-LVL2 | 20003178 | TC_PWG S&D_1.5M3/HR_OZONATION TANK | OZONATION TANK
1500 | FF-062 | BGPL-1500-UTLY-LVL2 | 20003179 | LT_PWG S&D_1.5M3/HR_PROCESS WATER STORAG | PROCESS WATER STORAGE TANK
1500 | FF-062 | BGPL-1500-UTLY-LVL2 | 20003180 | TC_PWG S&D_1.5M3/HR_PROCESS WATER STORAG | PROCESS WATER STORAGE TANK
1500 | FF-062 | BGPL-1500-UTLY-LVL2 | 20003181 | PT_PWG S&D_1.5M3/HR_OSMOTRON INLET | OSMOTRON INLET
1500 | FF-062 | BGPL-1500-UTLY-LVL2 | 20003182 | PT_PWG S&D_1.5M3/HR_EDI CONCENTRATE CIRC | EDI CONCENTRATE CIRCULATION LI
1500 | FF-062 | BGPL-1500-UTLY-LVL2 | 20003183 | PT_PWG S&D_1.5M3/HR_EDI OUTLET | EDI OUTLET
1500 | FF-062 | BGPL-1500-UTLY-LVL2 | 20003184 | PT_PWG S&D_1.5M3/HR_RO OUTLET | RO OUTLET
1500 | FF-062 | BGPL-1500-UTLY-LVL2 | 20003185 | PT_PWG S&D_1.5M3/HR_PW RETURN LINE | PW RETURN LINE
1500 | FF-062 | BGPL-1500-UTLY-LVL2 | 20003186 | PHT WITH SENSOR_PWG S&D_1.5M3/HR_RO INLE | RO INLET
1500 | FF-062 | BGPL-1500-UTLY-LVL2 | 20003187 | CTT WITH SENSOR_PWG S&D_1.5M3/HR_RO OUTL | RO OUTLET
1500 | FF-062 | BGPL-1500-UTLY-LVL2 | 20003188 | CTT WITH SENSOR_PWG S&D_1.5M3/HR_EDI CON | EDI CONCENTRATE CIRCULATION LI
1500 | FF-062 | BGPL-1500-UTLY-LVL2 | 20003189 | CTT WITH SENSOR_PWG S&D_1.5M3/HR_EDI OUT | EDI OUTLET
1500 | FF-062 | BGPL-1500-UTLY-LVL2 | 20003190 | CTT WITH SENSOR_PWG S&D_1.5M3/HR_PW RETU | PW RETURN LINE
1500 | FF-062 | BGPL-1500-UTLY-LVL2 | 20003191 | LT_PWG S&D_1.5M3/HR_PW STORAGE TANK | PW STORAGE TANK
1500 | FF-062 | BGPL-1500-UTLY-LVL2 | 20003192 | TC_PWG S&D_1.5M3/HR_PW STORAGE TANK | PW STORAGE TANK
1500 | FF-062 | BGPL-1500-UTLY-LVL2 | 20003193 | TOCA_PWG S&D_1.5M3/HR_RETURN LINE | RETURN LINE
1500 | FF-15 | BGPL-1500-PRDN-WTGR | 20003194 | RHTT_FBD 300LTR_INLET DUCT | INLET DUCT
1500 | GF-20 | BGPL-1500-UTLY-UTPS | 30000440 | BOILER_1.5TPH_UTILITY AREA
1500 | GF-20 | BGPL-1500-UTLY-UTYO | 30000441 | AIR COMPRESSOR_283CFM_UTILITY ROOM
1500 | GF-20 | BGPL-1500-UTLY-UTYO | 30000442 | AIR DRYER_250CFM_UTILITY ROOM
1500 | GF-20 | BGPL-1500-UTLY-UTYO | 30000443 | CHILLER_350TR_UTILITY ROOM
1500 | GF-20 | BGPL-1500-UTLY-UTYO | 30000444 | COOLING TOWER_450TR_UTILITY ROOM
1500 | GF-20 | BGPL-1500-UTLY-UTYO | 30000445 | HOT WATER SYSTEM_UTILITY ROOM
1500 |  | BGPL-1500-UTLY-UTPS | 30000446 | DIESEL GENERATOR_1250KVA_UTILITY AREA
1500 | FF-15 | BGPL-1500-UTLY-FF01 | 30000447 | AHU-G01_2135CFM_TECHNICAL AREA-1 | CAPSULE AREA 1
1500 | FF-15 | BGPL-1500-UTLY-FF01 | 30000448 | AHU-G02_3699CFM_TECHNICAL AREA-1 | COMPRESSION AREA 1
1500 | FF-15 | BGPL-1500-UTLY-FF01 | 30000449 | AHU-G03_3911CFM_TECHNICAL AREA-1 | RM STAGING 1
1500 | FF-15 | BGPL-1500-UTLY-FF01 | 30000450 | AHU-G04_2019CFM_TECHNICAL AREA-1 | BLENDING AREA 1
1500 | FF-15 | BGPL-1500-UTLY-FF01 | 30000451 | AHU-G05_1849CFM_TECHNICAL AREA-1 | DRY GRANULATION
1500 | FF-15 | BGPL-1500-UTLY-FF02 | 30000452 | AHU-G06_6153CFM_TECHNICAL AREA-1 | GRANULATION 1
1500 | FF-15 | BGPL-1500-UTLY-FF01 | 30000453 | AHU-G07_11465CFM_TECHNICAL AREA-1 | CORRIDOR 3
1500 | FF-15 | BGPL-1500-UTLY-FF01 | 30000454 | AHU-G08_2629CFM_TECHNICAL AREA-1 | COATING AREA-1
1500 | FF-15 | BGPL-1500-UTLY-FF01 | 30000455 | AHU-G08A_600CFM_TECHNICAL AREA-1 | INSPECTION
1500 | FF-15 | BGPL-1500-UTLY-FF01 | 30000456 | AHU-G09_600CFM_TECHNICAL AREA-1 | DISPENSING ROOM 1
1500 | FF-15 | BGPL-1500-UTLY-FF01 | 30000457 | AHU-G10_647CFM_TECHNICAL AREA-1 | DISPENSING ROOM 2
1500 | FF-15 | BGPL-1500-UTLY-FF01 | 30000458 | AHU-G11_5518CFM_TECHNICAL AREA-1 | IPQC AREA 2
1500 | FF-15 | BGPL-1500-UTLY-FF01 | 30000459 | AHU-G12_6453CFM_TECHNICAL AREA-1 | DISPENSING ROOM 3
1500 | FF-15 | BGPL-1500-UTLY-FF01 | 30000460 | AHU-G13_2147CFM_TECHNICAL AREA-1 | BOTTLE FILLING,SEALING AND CAP
1500 | FF-15 | BGPL-1500-UTLY-FF01 | 30000461 | AHU-G14_2229CFM_TECHNICAL AREA-1 | BLISTER FILLING AREA
1500 | FF-15 | BGPL-1500-UTLY-FF01 | 30000462 | AHU-G15_2447CFM_TECHNICAL AREA-1 | SACHET FILLING AREA
1500 | FF-15 | BGPL-1500-UTLY-FF01 | 30000463 | AHU-G16_5131CFM_TECHNICAL AREA-1 | SPARE ROOM 1
1500 | FF-15 | BGPL-1500-UTLY-FF01 | 30000464 | AHU-G17_6924CFM_TECHNICAL AREA-1 | MANUFACTURING SCRAP OUT
1500 | FF-15 | BGPL-1500-UTLY-FF01 | 30000465 | AHU-G17A_9382CFM_TECHNICAL AREA-1 | CORRIDOR-2 AND BOTTLE DE-CART
1500 | FF-60 | BGPL-1500-UTLY-FF01 | 30000466 | AHU-G18_6853CFM_TECHNICAL AREA-2 | RM/FG STORE AND RM UNDER TEST
1500 | FF-15 | BGPL-1500-UTLY-FF02 | 30000467 | AHU-G19_2182CFM_TECHNICAL AREA-1 | SAMPLING 1
1500 | FF-60 | BGPL-1500-UTLY-FF01 | 30000468 | AHU-G20_1418CFM_TECHNICAL AREA-2 | SAMPLING 2
1500 | FF-15 | BGPL-1500-UTLY-FF01 | 30000469 | AHU-G21_1094CFM_TECHNICAL AREA-1 | SOLVENT DISPENSING ROOM
1500 | FF-15 | BGPL-1500-UTLY-FF01 | 30000470 | AHU-F01_8950CFM_TECHNICAL AREA-1 | CONTROL SAMPLE ROOM, QA AND QC
1500 | FF-15 | BGPL-1500-UTLY-FF02 | 30000471 | AHU-F02_14465CFM_TECHNICAL AREA-1 | HPLC ROOM AND INSTRUMENT ROOM
1500 | FF-15 | BGPL-1500-UTLY-FF02 | 30000472 | AHU-F03_1976CFM_TECHNICAL AREA-1 | WET CHEMISTRY LAB
1500 | FF-60 | BGPL-1500-UTLY-FF01 | 30000473 | AHU-F04_5006CFM_TECHNICAL AREA-2 | MEDIA PREPARATION ROOM AND AUT
1500 | FF-60 | BGPL-1500-UTLY-FF01 | 30000474 | AHU-F05_1865CFM_TECHNICAL AREA-2 | COOLING ZONE
1500 | FF-60 | BGPL-1500-UTLY-FF01 | 30000475 | AHU-F06_553CFM_TECHNICAL AREA-2 | MLT ROOM 1
1500 | FF-60 | BGPL-1500-UTLY-FF01 | 30000476 | AHU-F07_476CFM_TECHNICAL AREA-2 | MLT ROOM 2
1500 | FF-60 | BGPL-1500-UTLY-FF01 | 30000477 | FDV-GV1(S)_8647CFM_TECHNICAL AREA-2 | "DEDUSTING ROOM,CORRIDOR 5"
1500 | FF-60 | BGPL-1500-UTLY-FF01 | 30000478 | FDV-GV1(E)_8647CFM_TECHNICAL AREA-2 | "DEDUSTING ROOM,CORRIDOR 5"
1500 | FF-15 | BGPL-1500-UTLY-FF02 | 30000479 | FDV-GV2(S)_9824CFM_TECHNICAL AREA-1 | "MAIN ENTRANCE LOBBY,CANTEEN"
1500 | FF-15 | BGPL-1500-UTLY-FF02 | 30000480 | FDV-GV2(E)_10094CFM_TECHNICAL AREA-1 | "MAIN ENTRANCE LOBBY,CANTEEN"
1500 | FF-15 | BGPL-1500-UTLY-FF01 | 30000481 | FDV-EB-G01_4362CFM_TECHNICAL AREA-1 | WASHING AREA FOR SAMPLING
1500 | FF-15 | BGPL-1500-UTLY-FF01 | 30000482 | FDV-FV1(S)_21765CFM_TECHNICAL AREA-1 | CHEMICAL STORAGE ROOM,GLASSWAR
1500 | FF-15 | BGPL-1500-UTLY-FF02 | 30000483 | FDV-FV1(E)_21765CFM_TECHNICAL AREA-1 | CHEMICAL STORAGE ROOM,GLASSWAR
1500 | FF-15 | BGPL-1500-UTLY-FF01 | 30000484 | FDV-F2-EB_1724CFM_TECHNICAL AREA-1 | GC ROOM
1500 | FF-15 | BGPL-1500-UTLY-FF02 | 30000485 | FDV-FV2_11765CFM_TECHNICAL AREA-1 | TECHNICAL AREA 1
1500 | FF-15 | BGPL-1500-UTLY-FF02 | 30000486 | FDV-FV3(S)_822CFM_TECHNICAL AREA-1 | FILTER STORE ROOM
1500 | FF-15 | BGPL-1500-UTLY-FF02 | 30000487 | FDV-FV3(E)_822CFM_TECHNICAL AREA-1 | FILTER STORE ROOM
1500 | FF-15 | BGPL-1500-UTLY-FF01 | 30000488 | DHU-AHU-G01_663CFM_TECHNICAL AREA-1 | CAPSULE FILLING AREA-1
1500 | FF-15 | BGPL-1500-UTLY-FF01 | 30000489 | DHU-AHU-G02_638CFM_TECHNICAL AREA-1 | COMPRESSION AREA-1
1500 | FF-15 | BGPL-1500-UTLY-FF01 | 30000490 | DHU-AHU-G04_539CFM_TECHNICAL AREA-1 | BLENDING AREA-1
1500 | FF-15 | BGPL-1500-UTLY-FF01 | 30000491 | DHU-AHU-G05_600CFM_TECHNICAL AREA-1 | DRY GRANULATION
1500 | FF-15 | BGPL-1500-UTLY-FF02 | 30000492 | DHU-AHU-G06_1906CFM_TECHNICAL AREA-1 | GRANULATION-1
1500 | FF-15 | BGPL-1500-UTLY-FF01 | 30000493 | DHU-AHU-G08A_900CFM_TECHNICAL AREA-1 | INSPECTION
1500 | FF-15 | BGPL-1500-UTLY-FF01 | 30000494 | DHU-AHU-G09_672CFM_TECHNICAL AREA-1 | DISPENSING ROOM-1
1500 | FF-15 | BGPL-1500-UTLY-FF01 | 30000495 | DHU-AHU-G12_3300CFM_TECHNICAL AREA-1 | DISPENSING ROOM-3
1500 | FF-15 | BGPL-1500-UTLY-FF01 | 30000496 | DHU-AHU-G13_612CFM_TECHNICAL AREA-1 | BOTTLE FILLING,SEALING AND CAP
1500 | FF-15 | BGPL-1500-UTLY-FF01 | 30000497 | DHU-AHU-G14_536CFM_TECHNICAL AREA-1 | BLISTER FILLING AREA
1500 | FF-15 | BGPL-1500-UTLY-FF01 | 30000498 | DHU-AHU-G15_667CFM_TECHNICAL AREA-1 | SACHET FILLING AREA
1500 |  | BGPL-1500-UTLY-UTPS | 30000499 | RECYCLING PLANT_85M3/DAY_UTILITY AREA
1500 |  | BGPL-1500-UTLY-UTPS | 30000500 | PROCESS WATER SYSTEM_10M3/HR_PUMP HOUSE
1500 | FF-58 | BGPL-1500-UTLY-FF01 | 30000501 | PWG S&D_0.5M3/HR_SEC. WATER TREAT PLANT
1500 | GF-20 | BGPL-1500-UTLY-UTYO | 30000502 | CHW PRIMARY PUMP-1_22KW_UTILITY ROOM
1500 | GF-20 | BGPL-1500-UTLY-UTYO | 30000503 | CHW PRIMARY PUMP-2_22KW_UTILITY ROOM
1500 | GF-20 | BGPL-1500-UTLY-UTYO | 30000504 | CHW SECONDARY PUMP-1_22KW_UTILITY ROOM
1500 | GF-20 | BGPL-1500-UTLY-UTYO | 30000505 | CHW SECONDARY PUMP-2_22KW_UTILITY ROOM
1500 | GF-20 | BGPL-1500-UTLY-UTYO | 30000506 | COOLING WATER PUMP-1_30KW_UTILITY ROOM
1500 | GF-20 | BGPL-1500-UTLY-UTYO | 30000507 | COOLING WATER PUMP-2_30KW_UTILITY ROOM
1500 | GF-20 | BGPL-1500-UTLY-UTPS | 30000508 | DIESEL PUMP_85HP_PUMP HOUSE
1500 |  | BGPL-1500-UTLY-UTPS | 30000509 | FIRE HYDRANT MAIN PUMP_75KW_PUMP HOUSE
1500 |  | BGPL-1500-UTLY-UTPS | 30000510 | FIRE HYDRANT JOCKEY PUMP_11KW_PUMP HOUSE
1500 |  | BGPL-1500-UTLY-UTPS | 30000511 | SPRINKLER MAIN PUMP_75KW_PUMP HOUSE
1500 |  | BGPL-1500-UTLY-UTPS | 30000512 | SPRINKLER JOCKEY PUMP_11KW_PUMP HOUSE
1500 | FF-58 | BGPL-1500-UTLY-FF01 | 30000520 | OZONE SYS._25GPH_SEC. WATER TREAT PLANT
1500 | GF-20 | BGPL-1500-UTLY-UTYO | 30000521 | AHU-G22_1825CFM_UTILITY ROOM | BOTTLE STORAGE AREA
1500 | FF-15 | BGPL-1500-UTLY-UTYO | 30000522 | FDV_FV4(E)_4000CFM_DEHUMIDIFIER EXHAUST | DEHUMIDIFIER EXHAUST
1500 |  | BGPL-1500-UTLY-UTPH | 30000523 | WEIGHING BALANCE_100KG_PUMP HOUSE | PRETREATMENT
1500 | FF-58 | BGPL-1500-UTLY-FF01 | 30000524 | WEIGHING BALANCE_100KG_SEC. TREAT PLANT | SECONDARY WATER
1500 |  | BGPL-1500-UTLY-UTHT | 30000526 | TRANSFORMER_3150 KVA_HT & LT ROOM | NEAR LT ROOM
1500 |  | BGPL-1500-UTLY-UTHT | 30000527 | OUT & IN DOOR HT PANEL_33KV_HT&LT ROOM
1500 |  | BGPL-1500-UTLY-UTHT | 30000528 | PCC PANEL_5000A_HT & LT ROOM
1500 |  | BGPL-1500-UTLY-UTHT | 30000529 | APFC PANEL_1250A_HT & LT ROOM
1500 |  | BGPL-1500-UTLY-UTHT | 30000530 | UTILITY MCC-01_250A_HT & LT ROOM | ELECRIAL PANEL
1500 | GF-20 | BGPL-1500-UTLY-UTHT | 30000531 | UTILITY MCC-02_630A_UTILITY ROOM | ELECTRICAL PANEL
1500 | FF-15 | BGPL-1500-UTLY-UTHT | 30000532 | MLDB PANEL_200A_TECHNICAL AREA-1
1500 | FF-15 | BGPL-1500-UTLY-UTHT | 30000533 | MPDB PANEL_400A_TECHNICAL AREA-1
1500 | FF-15 | BGPL-1500-UTLY-UTHT | 30000534 | PROCESS MCC PANEL_630A_TECHNICAL AREA-1
1500 | FF-15 | BGPL-1500-UTLY-FF01 | 30000535 | UPS PANEL_250A_TECHNICAL AREA-1
1500 | FF-17 | BGPL-1500-UTLY-FF01 | 30000536 | UPS SYSTEM_150KVA_UPS ROOM
1500 |  | BGPL-1500-UTLY-UTPH | 30000537 | FIRE PANEL_630A_PUMP HOUSE
1500 | GF-03 | BGPL-1500-UTLY-UTPS | 30000538 | FLY CATCHER_CORRIDOR-1 | NEAR CANTEEN
1500 | GF-08 | BGPL-1500-PRDN | 30000539 | FLY CATCHER_LADIES LOCKER ROOM | LADIES CHANGE ROOM
1500 | GF-04 | BGPL-1500-PRDN | 30000540 | FLY CATCHER_GENTS LOCKER ROOM | GENTS CHANGE ROOM
1500 | GF-15 | BGPL-1500-PRDN | 30000541 | FLY CATCHER_SCRAP OUT | SCRAP OUT ROOM
1500 | GF-92 | BGPL-1500-WRHS-RMPM | 30000542 | FLY CATCHER_RM RECEIPT BAY | RM ENTRANCE
1500 | GF-95 | BGPL-1500-WRHS-RMPM | 30000543 | FLY CATCHER_SPM+PPM RECEIPT BAY | PM ENTRANCE
1500 | GF-95 | BGPL-1500-WRHS-FGST | 30000544 | FLY CATCHER_FG DISPATCH BAY | F.G. ENTRANCE
1500 | FF-02 | BGPL-1500-PRDN-FF01 | 30000545 | FLY CATCHER_CORRIDOR-6 | FIRST FLOOR ENTRANCE
1500 | GF-20 | BGPL-1500-UTLY-UTYO | 30000546 | FDV-GV3(S)_3000CFM_UTYLITY ROOM | SECONDARY AND PRINTED PACKING
1500 | GF-20 | BGPL-1500-UTLY-UTYO | 30000547 | FDV-GV3(E)_3000CFM_UTYLITY ROOM | SECONDARY AND PRINTED PACKING
1500 |  | BGPL-1500-UTLY-FF01 | 30000548 | DUST COLLECTOR_COMPRESSION AREA-2
1500 | FF-15 | BGPL-1500-UTLY-FF01 | 30000551 | DUST COLLECTOR_510CMH_COMPRESSION AREA-1
1500 | FF-15 | BGPL-1500-UTLY-FF01 | 30000552 | DUST COLLECTOR_510CMH_BLENDING AREA-1
1500 | FF-15 | BGPL-1500-UTLY-FF01 | 30000553 | DUST COLLECTOR_510CMH_DRY GRANULATION
1500 |  | BGPL-1500-UTLY-FF03 | 30000555 | SOLAR PANEL SYSTEM_306.24kWp_TERRACE
1500 | FF-15 | BGPL-1500-UTLY-FF01 | 30000556 | PACKAGED WATER CHILLER_4TR_TECH. AREA-1
1500 | FF-16 | BGPL-1500-UTLY-FF01 | 30000557 | FIRE ALARM SYSTEM_ENGINEERING OFFICE
1500 | FF-15 | BGPL-1500-UTLY-FF01 | 30000558 | VACCUM CLEANER_62 LTR_TECHNICAL AREA-1
1500 |  | BGPL-1500-UTLY-UTPS | 30000559 | FIRE HYDRANT SYSTEM_2283 LPM_PUMP HOUSE
1500 |  | BGPL-1500-UTLY-UTPS | 30000561 | BOILER_1.5TPH_UTILITY AREA
1500 | GF-20 | BGPL-1500-UTLY-UTYO | 30000562 | EXHAUST FAN_1400RPM_UTILTY ROOM
1500 | GF-20 | BGPL-1500-UTLY-UTYO | 30000563 | EXHAUST FAN_1400RPM_UTILTY ROOM
1500 |  | BGPL-1500-UTLY-UTYO | 30000564 | EXHAUST FAN_1400RPM_PUMP HOUSE
1500 |  | BGPL-1500-PRDN | 30000573 | NITROGEN GAS DISTRIBUTION SYSTEM
1500 | GF-20 | BGPL-1500-UTLY-UTYO | 30000590 | COOLING TOWER_450 TR_UTILITY ROOM
1500 |  | BGPL-1500-UTLY-FF03 | 30000618 | VRF OUTDOOR UNIT-1_20 HP_TERRACE
1500 |  | BGPL-1500-UTLY-FF03 | 30000619 | VRF OUTDOOR UNIT-2_16 HP_TERRACE
1500 |  | BGPL-1500-UTLY-FF03 | 30000620 | VRF OUTDOOR UNIT-3_16 HP_TERRACE
1500 |  | BGPL-1500-UTLY-FF03 | 30000621 | VRF OUTDOOR UNIT-4_16 HP_TERRACE
1500 |  | BGPL-1500-UTLY-FF03 | 30000622 | VRF OUTDOOR UNIT-5_16 HP_TERRACE
1500 |  | BGPL-1500-UTLY-FF02 | 30000623 | VRF OUTDOOR UNIT-6_10 HP_AHU PLATFORM
1500 | GF-20 | BGPL-1500-UTLY-UTYO | 30000624 | CHILLER MULTI COMP_350TR_UTILITY ROOM
1500 | GF-20 | BGPL-1500-UTLY-UTYO | 30000625 | ROLLING SHUTTER_NEAR CHILLER_UTLY ROOM
1500 | GF-20 | BGPL-1500-UTLY-UTYO | 30000626 | ROLLING SHUTTER_NEAR AIR DRYER_UTLY ROOM
1500 |  | BGPL-1500-UTLY-UTPS | 30000627 | ROLLING SHUTTER_NEAR BOILER_BIOLER HOUSE
1500 |  | BGPL-1500-UTLY-UTPS | 30000628 | ROLLING SHUTTER_NEAR BOILER_BIOLER HOUSE
1500 |  | BGPL-1500-UTLY-UTHT | 30000629 | ROLLING SHUTTER_LT ROOM
1500 |  | BGPL-1500-UTLY-UTHT | 30000630 | ROLLING SHUTTER_HT ROOM
1500 |  | BGPL-1500-UTLY-UTPH | 30000631 | ROLLING SHUTTER_PUMP HOUSE
1500 |  | BGPL-1500-UTLY-UTPS | 30000632 | AUTOMATED SLIDING GATE_SECURITY GATE
1500 | GF-94 | BGPL-1500-WRHS-RMPM | 30000633 | FLY CATCHER_WAITING AREA GF94 | WAITING AREA GF94
1500 | GF-94 | BGPL-1500-WRHS-RMPM | 30000634 | FLY CATCHER_BOTTLE/SPM STAGING AREA | BOTTLE/SPM STAGING AREA
1500 | GF-20 | BGPL-1500-UTLY-UTYO | 30000644 | AIR COMPRESSOR_293CFM_UTILITY ROOM
1500 | GF-20 | BGPL-1500-UTLY-UTYO | 30000645 | AIR DRYER_300CFM_UTILITY ROOM | HEATLESS AIR DRYER
1500 |  | BGPL-1500-UTLY-LV2A | 30000650 | AHU-G23_2625CFM_TECHNICAL AREA-4 | AHU-G23
1500 |  | BGPL-1500-UTLY-LVL2 | 30000651 | AHU-G24_14835CFM_TECHNICAL AREA-3 | AHU-G24
1500 |  | BGPL-1500-UTLY-LVL2 | 30000652 | AHU-G25_13655CFM_TECHNICAL AREA-3 | AHU-G25
1500 |  | BGPL-1500-UTLY-LVL2 | 30000653 | AHU-G26_3790CFM_TECHNICAL AREA-3 | AHU CUM DEHUMIDIFIER-G26
1500 |  | BGPL-1500-UTLY-LVL2 | 30000654 | AHU-G27_9580CFM_TECHNICAL AREA-3 | AHU-G27
1500 |  | BGPL-1500-UTLY-LVL2 | 30000655 | AHU-G28_3435CFM_TECHNICAL AREA-3 | AHU CUM DEHUMIDIFIER-G28
1500 |  | BGPL-1500-UTLY-LVL2 | 30000656 | AHU-G29_1605CFM_TECHNICAL AREA-3 | AHU-G29
1500 |  | BGPL-1500-UTLY-LVL2 | 30000657 | AHU-G30_2125CFM_TECHNICAL AREA-3 | AHU CUM DEHUMIDIFIER-G30(FLP)
1500 |  | BGPL-1500-UTLY-LV2A | 30000658 | AHU-G31_2815CFM_TECHNICAL AREA-4 | AHU-G31
1500 |  | BGPL-1500-UTLY-LV2A | 30000659 | AHU-G32_1665CFM_TECHNICAL AREA-4 | AHU-32
1500 |  | BGPL-1500-UTLY-LVL2 | 30000660 | AHU-G33_4645CFM_TECHNICAL AREA-3 | AHU CUM DEHUMIDIFIER-G33
1500 |  | BGPL-1500-UTLY-LVL2 | 30000661 | AHU-G34_4500CFM_TECHNICAL AREA-3 | AHU CUM DEHUMIDIFIER-G34
1500 |  | BGPL-1500-UTLY-LV2A | 30000662 | AHU-G35_4460CFM_TECHNICAL AREA-4 | AHU-35
1500 |  | BGPL-1500-UTLY-LV2A | 30000663 | AHU-G36_2490CFM_TECHNICAL AREA-4 | AHU-36
1500 |  | BGPL-1500-UTLY-LVL2 | 30000664 | AHU-G37_3740CFM_TECHNICAL AREA-3 | AHU-37
1500 |  | BGPL-1500-UTLY-LVL2 | 30000665 | AHU-G38_3440CFM_TECHNICAL AREA-3 | AHU CUM DEHUMIDIFIER-G38
1500 |  | BGPL-1500-UTLY-LVL2 | 30000666 | AHU-G39_2840CFM_TECHNICAL AREA-3 | AHU CUM DEHUMIDIFIER-G39
1500 |  | BGPL-1500-UTLY-LVL2 | 30000667 | AHU-G40_10440CFM_TECHNICAL AREA-3 | AHU CUM DEHUMIDIFIER-G40(FLP)
1500 |  | BGPL-1500-UTLY-LV2A | 30000668 | AHU-G41_7400CFM_TECHNICAL AREA-4 | AHU CUM DEHUMIDIFIER-G41 (FLP)
1500 |  | BGPL-1500-UTLY-LVL2 | 30000669 | AHU-G42_7495CFM_TECHNICAL AREA-3 | AHU CUM DEHUMIDIFIER-G42(FLP)
1500 |  | BGPL-1500-UTLY-LVL2 | 30000670 | AHU-G43_2950CFM_TECHNICAL AREA-3 | AHU CUM DEHUMIDIFIER-G43
1500 |  | BGPL-1500-UTLY-LV2A | 30000671 | AHU-G44_1215CFM_TECHNICAL AREA-4 | AHU-G44
1500 |  | BGPL-1500-UTLY-LVL2 | 30000672 | AHU-G45_1105CFM_TECHNICAL AREA-3 | AHU-G45
1500 |  | BGPL-1500-UTLY-LVL2 | 30000673 | AHU-G46_2455CFM_TECHNICAL AREA-3 | AHU CUM DEHUMIDIFIER-G46
1500 |  | BGPL-1500-UTLY-LVL2 | 30000674 | AHU-G47_2250CFM_TECHNICAL AREA-3 | AHU-G47
1500 |  | BGPL-1500-UTLY-LVL2 | 30000675 | AHU-G48_2250CFM_TECHNICAL AREA-3 | AHU-G48
1500 |  | BGPL-1500-UTLY-LVL2 | 30000676 | AHU-G49_4400CFM_TECHNICAL AREA-3 | AHU CUM DEHUMIDIFIER-G49
1500 |  | BGPL-1500-UTLY-LV2A | 30000677 | AHU-G50_2130CFM_TECHNICAL AREA-4 | AHU-G50
1500 |  | BGPL-1500-UTLY-LV2A | 30000678 | AHU-G51_2150CFM_TECHNICAL AREA-4 | AHU-G51
1500 |  | BGPL-1500-UTLY-LV2A | 30000679 | AHU-G52_2225CFM_TECHNICAL AREA-4 | AHU-G52
1500 |  | BGPL-1500-UTLY-LV2A | 30000680 | AHU-G53_2980CFM_TECHNICAL AREA-4 | AHU CUM DEHUMIDIFIER-G53
1500 |  | BGPL-1500-UTLY-LV2A | 30000681 | AHU-G54_2030CFM_TECHNICAL AREA-4 | AHU-G54
1500 |  | BGPL-1500-UTLY-LV2A | 30000682 | AHU-G55A_13690CFM_TECHNICAL AREA-4 | AHU-G55A
1500 |  | BGPL-1500-UTLY-LV2A | 30000683 | AHU-G55B_13690CFM_TECHNICAL AREA-4 | AHU-G55B
1500 |  | BGPL-1500-UTLY-LV2A | 30000684 | AHU-G56_17120CFM_TECHNICAL AREA-4 | AHU-G56
1500 |  | BGPL-1500-UTLY-LVL2 | 30000685 | AHU-G57_2940CFM_TECHNICAL AREA-3 | AHU CUM DEHUMIDIFIER-G57
1500 |  | BGPL-1500-UTLY-LVL2 | 30000686 | AHU-G58_3065CFM_TECHNICAL AREA-3 | AHU-G58
1500 |  | BGPL-1500-UTLY-LVL2 | 30000687 | AHU-G59_3715CFM_TECHNICAL AREA-3 | AHU CUM DEHUMIDIFIER-G59
1500 |  | BGPL-1500-UTLY-LV2A | 30000688 | AHU-G60_1085CFM_TECHNICAL AREA-4 | AHU-G60 (FLP)
1500 |  | BGPL-1500-UTLY-LV2A | 30000689 | AHU-G61_2100CFM_TECHNICAL AREA-4 | AHU CUM DEHUMIDIFIER-G61
1500 |  | BGPL-1500-UTLY-LV2A | 30000690 | DHU-G54_2030CFM_TECHNICAL AREA-4 | DHU-G54
1500 | FF-62 | BGPL-1500-UTLY-LVL2 | 30000700 | PWG S&D_1.5M3/HR_SEC. WATER TREAT PLANT
1500 |  | BGPL-1500-UTLY-UTPS | 30000736 | FLY CATCHER_RECEPTION AREA | RECEPTION AREA
1500 |  | BGPL-1500-UTLY-UTPS | 30000737 | FLY CATCHER_RECEPTION AREA | RECEPTION AREA
1500 | SF-001 | BGPL-1500-UTLY-LV2A | 30000738 | AHU-F08_5045CFM_TECHNICAL AREA-4 | AHU-F08
1500 | SF-001 | BGPL-1500-UTLY-LV2A | 30000739 | FDV-FV5(E)-13265CFM_TECHNICAL AREA-4 | FDV-FV5(E)
1500 | SF-001 | BGPL-1500-UTLY-LV2A | 30000740 | FDV-FV6(E)-13265CFM_TECHNICAL AREA-4 | FDV-FV6(E)
1500 | SF-001 | BGPL-1500-UTLY-LV2A | 30000741 | FDV-SV1(E)-11870CFM_TECHNICAL AREA-4 | FDV-SV1(E)
1500 | SF-001 | BGPL-1500-UTLY-LV2A | 30000742 | FDV-SV2(E)-11870CFM_TECHNICAL AREA-4 | FDV-SV2(E)
1500 | FF-36 | BGPL-1500-QLCN-HPLC | 40000133 | HPLC_WATERS_QC | HPLC ROOM
1500 | FF-36 | BGPL-1500-QLCN-HPLC | 40000137 | HPLC_WATERS_QC | HPLC ROOM
1500 | FF-36 | BGPL-1500-QLCN-HPLC | 40000138 | HPLC_WATERS_QC | HPLC ROOM
1500 | FF-38 | BGPL-1500-QLCN-INSR | 40000149 | PARTICLE SIZE ANALYZER_QC | QC2-118
1500 | FF-36 | BGPL-1500-QLCN-HPLC | 40000202 | HPLC_WATERS_QC | HPLC ROOM
1500 | FF-36 | BGPL-1500-QLCN-HPLC | 40000203 | HPLC_WATERS_QC | HPLC ROOM
1500 | FF-38 | BGPL-1500-QLCN-INSR | 40000217 | REFRACTOMETER_QC
1500 | FF-38 | BGPL-1500-QLCN-INSR | 40000218 | POLARIMETER_QC
1500 | FF-38 | BGPL-1500-QLCN-INSR | 40000219 | FRIABILITY APPARATUS_QC
1500 | FF-42 | BGPL-1500-QLCN-DISR | 40000220 | TABLET DISINTEGRATION TESTER_QC
1500 | FF-42 | BGPL-1500-QLCN-DISR | 40000221 | TAP DENSITY APPARATUS_QC
1500 | FF-40 | BGPL-1500-QLCN-WLAB | 40000222 | ELECTROMAGNETIC SIEVE SHAKER_QC
1500 | FF-42 | BGPL-1500-QLCN-DISR | 40000223 | DISSOLUTION TESTER _8 JARS_QC
1500 | FF-42 | BGPL-1500-QLCN-DISR | 40000224 | DISSOLUTION TESTER _8 JARS_QC
1500 | FF-42 | BGPL-1500-QLCN-DISR | 40000225 | DISSOLUTION TESTER _8 JARS_QC
1500 | FF-42 | BGPL-1500-QLCN-DISR | 40000226 | DISSOLUTION TESTER_14 JARS_QC
1500 | FF-42 | BGPL-1500-QLCN-DISR | 40000227 | DISSOLUTION TESTER_14 JARS_QC
1500 | FF-38 | BGPL-1500-QLCN-INSR | 40000228 | FTIR SPECTROPHOTOMETER_QC
1500 | FF-40 | BGPL-1500-QLCN-DISR | 40000229 | MEDIA DEGASSER_QC
1500 | FF-39 | BGPL-1500-QLCN-WLAB | 40000230 | FUME HOOD_QC
1500 | FF-39 | BGPL-1500-QLCN-WLAB | 40000231 | FUME HOOD_QC
1500 | FF-41 | BGPL-1500-QLCN-WLAB | 40000232 | WATER PURIFICATION SYSTEM_QC
1500 | FF-43 | BGPL-1500-QLCN-MICR | 40000233 | HPHV STEAM STERILIZER_MICRO
1500 | FF-51 | BGPL-1500-QLCN-MICR | 40000234 | HORIZONTAL LAF_MICRO | MLT ROOM-2
1500 | FF-43 | BGPL-1500-QLCN-MICR | 40000235 | AIR SAMPLER_MICRO
1500 | FF-19 | BGPL-1500-QLCN-STBR | 40000236 | STABILITY CHAMBER_STABILITY AREA
1500 | FF-19 | BGPL-1500-QLCN-STBR | 40000237 | STABILITY CHAMBER_STABILITY AREA
1500 | FF-19 | BGPL-1500-QLCN-STBR | 40000238 | STABILITY CHAMBER_STABILITY AREA
1500 | FF-19 | BGPL-1500-QLCN-STBR | 40000239 | STABILITY CHAMBER_STABILITY AREA
1500 | FF-19 | BGPL-1500-QLCN-STBR | 40000240 | STABILITY CHAMBER_STABILITY AREA
1500 | FF-43 | BGPL-1500-QLCN-MICR | 40000241 | TOC ANALYZER_MICRO | MICRO MEDIA PREPARATION
1500 | FF-52 | BGPL-1500-QLCN-MICR | 40000242 | BIOLOGICAL INCUBATOR_600 LTR_MICRO | INCUBATION ROOM
1500 | FF-52 | BGPL-1500-QLCN-MICR | 40000243 | BIOLOGICAL INCUBATOR_600 LTR_MICRO | INCUBATION ROOM
1500 | FF-51 | BGPL-1500-QLCN-MICR | 40000244 | BIO SAFETY CABINET_MICRO | MICRO MLT-2
1500 | FF-50 | BGPL-1500-QLCN-MICR | 40000245 | BIO SAFETY CABINET_MICRO | MICRO MLT-1
1500 | FF-36 | BGPL-1500-QLCN-HPLC | 40000246 | HPLC_WATERS_QC
1500 | FF-36 | BGPL-1500-QLCN-HPLC | 40000247 | HPLC_WATERS_QC
1500 | FF-36 | BGPL-1500-QLCN-HPLC | 40000248 | HPLC_WATERS_QC
1500 | FF-36 | BGPL-1500-QLCN-HPLC | 40000249 | HPLC_WATERS_QC
1500 | FF-36 | BGPL-1500-QLCN-HPLC | 40000250 | HPLC_WATERS_QC
1500 | FF-36 | BGPL-1500-QLCN-HPLC | 40000251 | HPLC_AGILENT_QC
1500 | FF-36 | BGPL-1500-QLCN-HPLC | 40000252 | HPLC_AGILENT_QC
1500 | FF-36 | BGPL-1500-QLCN-HPLC | 40000253 | HPLC_AGILENT_QC
1500 | FF-36 | BGPL-1500-QLCN-HPLC | 40000254 | HPLC_AGILENT_QC
1500 | FF-36 | BGPL-1500-QLCN-HPLC | 40000255 | HPLC_AGILENT_QC
1500 | FF-37 | BGPL-1500-QLCN-INSR | 40000256 | GC_AGILENT_QC | GC ROOM
1500 |  | BGPL-1500-QLCN-DISR | 40000257 | HARDNESS TESTER_repalce with 40000327
1500 |  | BGPL-1500-PRDN | 40000258 | UNUSED DATA
1500 | FF-28 | BGPL-1500-QLCN-STDR | 40000259 | COOLING CABINET_200 LTR_QC
1500 | FF-39 | BGPL-1500-QLCN-WLAB | 40000264 | VACUUM OVEN_QC
1500 | FF-38 | BGPL-1500-QLCN-INSR | 40000265 | UV VIS SPECTROPHOTOMETER_QC
1500 | FF-38 | BGPL-1500-QLCN-INSR | 40000266 | MELTING POINT APPARATUS_QC
1500 | FF-39 | BGPL-1500-QLCN-WLAB | 40000267 | OVEN_200 Litres_QC
1500 | FF-38 | BGPL-1500-QLCN-INSR | 40000268 | DIGITAL MICROMETER_QC
1500 | FF-38 | BGPL-1500-QLCN-INSR | 40000269 | DIGITAL VERNIER CALIPER_QC
1500 | GF-13 | BGPL-1500-PRDN | 40000270 | DIGITAL VERNIER CALIPER_PRODUCTION
1500 | GF-13 | BGPL-1500-PRDN | 40000271 | DIGITAL VERNIER CALIPER_PRODUCTION
1500 | GF-13 | BGPL-1500-PRDN | 40000272 | DIGITAL VERNIER CALIPER_PRODUCTION
1500 | FF-39 | BGPL-1500-QLCN-WLAB | 40000273 | LABORATORY CENTRIFUGE_QC
1500 | FF-38 | BGPL-1500-QLCN-INSR | 40000274 | AUTOTITRATOR_QC
1500 | FF-40 | BGPL-1500-QLCN-WLAB | 40000275 | pH/CONDUCTIVITY METER_QC
1500 | FF-40 | BGPL-1500-QLCN-WLAB | 40000276 | pH/CONDUCTIVITY METER_QC
1500 |  | BGPL-1500-QLCN-MICR | 40000277 | MICROSCOPE_MICRO
1500 | FF-52 | BGPL-1500-QLCN-MICR | 40000278 | COLONY COUNTER_MICRO
1500 | FF-44 | BGPL-1500-QLCN-MICR | 40000279 | OVEN_200 Litres_MICRO
1500 | FF-49 | BGPL-1500-QLCN-MICR | 40000280 | CEILING SUSPENDED LAF_MICRO
1500 | FF-28 | BGPL-1500-QLCN-STDR | 40000281 | COOLING CABINET_1000 LTR_QC
1500 | FF-33 | BGPL-1500-QLCN-STDR | 40000282 | COOLING CABINET_1000 LTR_QC
1500 |  | BGPL-1500-QLCN-SPLR | 40000283 | unused code
1500 | FF-40 | BGPL-1500-QLCN-WLAB | 40000284 | ORBITAL SHAKING INCUBATOR_QC
1500 | FF-19 | BGPL-1500-QLCN-STBR | 40000285 | PHOTO STABILITY CHAMBER_STABILITY AREA
1500 | FF-50 | BGPL-1500-QLCN-MICR | 40000286 | COOLING CABINET_200 LTR_QC
1500 |  | BGPL-1500-QLCN | 40000287 | MICRO PIPETTE_10-100µl_QC
1500 |  | BGPL-1500-QLCN | 40000288 | MICRO PIPETTE_100-1000µL_QC
1500 |  | BGPL-1500-QLCN | 40000289 | MICRO PIPETTE_1-10 ml_QC
1500 |  | BGPL-1500-QLCN | 40000290 | IR THERMOMETER_QC
1500 | FF-52 | BGPL-1500-QLCN-MICR | 40000291 | BIOLOGICAL INCUBATOR_600 LTR_MICRO
1500 | FF-52 | BGPL-1500-QLCN-MICR | 40000292 | BIOLOGICAL INCUBATOR_600 LTR_MICRO
1500 | FF-52 | BGPL-1500-QLCN-MICR | 40000293 | BIOLOGICAL INCUBATOR_200 LTR_MICRO
1500 |  | BGPL-1500-QLCN-INSR | 40000294 | DIGITAL THERMOMETER_QC
1500 |  | BGPL-1500-QLCN-INSR | 40000295 | FLOW METER_QC
1500 | FF-40 | BGPL-1500-QLCN-WLAB | 40000296 | ULTRASONIC SONICATOR_2.5 LTR_QC
1500 | FF-40 | BGPL-1500-QLCN-WLAB | 40000297 | ULTRASONIC SONICATOR_5.0 LTR_QC
1500 | FF-39 | BGPL-1500-QLCN-WLAB | 40000298 | ULTRASONIC SONICATOR_20 LTR_QC
1500 | FF-40 | BGPL-1500-QLCN-WLAB | 40000299 | MAGNETIC STIRRER WITH HOT PLATE_QC
1500 | FF-43 | BGPL-1500-QLCN-MICR | 40000300 | pH METER_MICRO
1500 | FF-32 | BGPL-1500-QLCN-BALR | 40000301 | ANALYTICAL BALANCE_QC
1500 | FF-38 | BGPL-1500-QLCN-INSR | 40000302 | ANALYTICAL BALANCE_QC
1500 | FF-51 | BGPL-1500-QLCN-MICR | 40000303 | ANALYTICAL BALANCE_MICRO
1500 | FF-32 | BGPL-1500-QLCN-BALR | 40000304 | MICRO BALANCE_MICRO
1500 | FF-39 | BGPL-1500-QLCN-DISR | 40000305 | PRECISION BALANCE_QC
1500 | FF-39 | BGPL-1500-QLCN-MICR | 40000306 | PRECISION BALANCE_MICRO
1500 | FF-38 | BGPL-1500-QLCN-INSR | 40000307 | WEIGHT BOX_QC
1500 | FF-38 | BGPL-1500-QLCN-INSR | 40000308 | WEIGHT BOX_QC
1500 | FF-39 | BGPL-1500-QLCN-WLAB | 40000309 | MUFFLE FURNACE_QC
1500 | FF-39 | BGPL-1500-QLCN-WLAB | 40000310 | WATER BATH_QC
1500 |  | BGPL-1500-QLCN-MICR | 40000311 | FOGGER_MICRO
1500 | FF-54 | BGPL-1500-QLCN-MICR | 40000312 | VERTICAL AUTOCLAVE_MICRO
1500 | FF-39 | BGPL-1500-QLCN-WLAB | 40000313 | VACUUM PUMP_QC
1500 |  | BGPL-1500-QLCN-INSR | 40000314 | STOP WATCH_QC
1500 |  | BGPL-1500-QLCN-INSR | 40000315 | STOP WATCH_QC
1500 | FF-50 | BGPL-1500-QLCN-MICR | 40000316 | DEEP FREEZER_200 LTR_MICRO
1500 |  | BGPL-1500-QLCN | 40000317 | DF_DIGITAL THERMOHYGROMETER_QC
1500 |  | BGPL-1500-QLCN | 40000318 | DIGITAL THERMOHYGROMETER_QC
1500 | FF-38 | BGPL-1500-QLCN-INSR | 40000319 | UV CABINET_QC
1500 |  | BGPL-1500-QLCN | 40000320 | MEASURING SCALE_100 cm_QC
1500 |  | BGPL-1500-QLCN | 40000321 | MEASURING SCALE_60 cm_QC
1500 |  | BGPL-1500-QLCN | 40000322 | MEASURING SCALE_30 cm_QC
1500 | GF-97 | BGPL-1500-QLCN | 40000324 | BURSTING STRENGTH TESTER_QC
1500 | FF-38 | BGPL-1500-QLCN-INSR | 40000327 | HARDNESS TESTER_QC
1500 |  | BGPL-1500-QLCN | 40000330 | BARCODE SCANNER_QC
1500 | FF-38 | BGPL-1500-QLCN-INSR | 40000331 | HPTLC SYSTEM_QC
1500 | FF-37 | BGPL-1500-QLCN-INSR | 40000333 | GC_AGILENT_QC
1500 | FF-43 | BGPL-1500-QLCN-MICR | 40000334 | WATER BATH_MICRO
1500 | FF-50 | BGPL-1500-QLCN-MICR | 40000335 | VORTEX MIXER_MICRO
1500 | FF-37 | BGPL-1500-QLCN-INSR | 40000336 | HYDROGEN GAS MONITOR_0 TO 100 % LEL_QC
1500 | FF-37 | BGPL-1500-QLCN-INSR | 40000337 | HYDROGEN GAS MONITOR_0 TO 100 % LEL_QC
1500 | FF-40 | BGPL-1500-QLCN-WLAB | 40000362 | BODY SHOWER AND EYE WASHER_QC
1500 | FF28 | BGPL-1500-QLCN | 40000367 | Liq in Glass Thermometer _10/50°C_QC
1500 | FF28 | BGPL-1500-QLCN | 40000368 | Liq in Glass Thermometer _10/50°C_QC
1500 | FF28 | BGPL-1500-QLCN | 40000369 | Liq in Glass Thermometer _10/110°C_QC
1500 | FF28 | BGPL-1500-QLCN | 40000370 | Liq in Glass Thermometer _10/110°C_QC
1500 | FF28 | BGPL-1500-QLCN | 40000371 | Weight (500G)_QC
1500 | FF28 | BGPL-1500-QLCN | 40000372 | Weight (500G)_QC
1500 | FF28 | BGPL-1500-QLCN | 40000373 | Weight (5 KG)_QC
1500 | FF40 | BGPL-1500-QLCN-WLAB | 40000374 | Test Sieves ASTM 25 (710 micron)_QC
1500 | FF40 | BGPL-1500-QLCN-WLAB | 40000375 | Test Sieves ASTM 60(250 micron)_QC
1500 | FF40 | BGPL-1500-QLCN-WLAB | 40000376 | Test Sieves ASTM 230(63 micron)_QC
1500 | FF40 | BGPL-1500-QLCN-WLAB | 40000377 | Test Sieves ASTM 200 (75 micron)_QC
1500 | FF40 | BGPL-1500-QLCN-WLAB | 40000378 | Test Sieves ASTM 40(420 micron)_QC
1500 | FF40 | BGPL-1500-QLCN-WLAB | 40000379 | Test Sieves ASTM 20(850 micron)_QC
1500 | FF40 | BGPL-1500-QLCN-WLAB | 40000380 | Test Sieves ASTM 80(180 micron)_QC
1500 | FF40 | BGPL-1500-QLCN-WLAB | 40000381 | Test Sieves ASTM 100 (150 micron)_QC
1500 | FF40 | BGPL-1500-QLCN-WLAB | 40000382 | Test Sieves ASTM 30(600 micron)_QC
1500 | FF-45 | BGPL-1500-QLCN-MICR | 40000383 | MICRO PIPETTE_MICRO
1500 | FF-45 | BGPL-1500-QLCN-MICR | 40000384 | MICRO PIPETTE_MICRO
1500 | FF59 | BGPL-1500-IT03 | 50000000 | BGPLBKPSRV_CONTROL ROOM
1500 | FF59 | BGPL-1500-IT03 | 50000001 | EMPOWER 3 FR4_CONTROL ROOM
1500 | FF59 | BGPL-1500-IT03 | 50000002 | LABX SOFTWARE_CONTROL ROOM
1500 | FF59 | BGPL-1500-IT03 | 50000003 | STABILITY CONTROL SYSTEM_CONTROL ROOM
1500 | FF-36 | BGPL-1500-QLCN-HPLC | 50000004 | PREVENTIVE MAINTENANCE-CQC15INST-012
1500 | FF-36 |  | 50000005 | PREVENTIVE MAINTENANCE-CQC15INST-010
1500 | FF-36 | BGPL-1500-QLCN-HPLC | 50000006 | CQC15INST-010
1500 | FF-43 | BGPL-1500-QLCN-MICR | 50000007 | CQC15NST-001
1500 | FF-38 | BGPL-1500-QLCN-INSR | 50000008 | CQC15NST-002
1500 | FF-36 | BGPL-1500-QLCN-HPLC | 50000009 | CQC15INST-004
1500 | FF-49 | BGPL-1500-QLCN-MICR | 50000010 | CQC15INST-005
1500 | FF-38 | BGPL-1500-QLCN-INSR | 50000011 | CQC15INST-006
1500 | FF-38 | BGPL-1500-QLCN-INSR | 50000012 | CQC15INST-007
1500 | FF-38 | BGPL-1500-QLCN-INSR | 50000013 | CQC15INST-008
1500 | FF-36 | BGPL-1500-QLCN-HPLC | 50000014 | CQC15INST-009
1500 | FF-36 | BGPL-1500-QLCN-HPLC | 50000015 | CQC15INST-011
1500 | FF-36 | BGPL-1500-QLCN-HPLC | 50000016 | CQC15INST-013
1500 | FF-37 | BGPL-1500-QLCN-INSR | 50000017 | CQC15INST-014
1500 | FF-36 | BGPL-1500-QLCN-INSR | 50000018 | CQC15INST-015
1500 | FF-36 | BGPL-1500-QLCN-INSR | 50000019 | CQC15INST-016
1500 | FF-37 | BGPL-1500-QLCN-INSR | 50000020 | CQC15INST-017
1500 | FF15 | BGPL-1500-UTLY-FF01 | CA300001 | CA01_COMPRESSED AIR 5 MICRON FILTER | CA01_AFTER 5 MICRON FILTER
1500 | FF15 | BGPL-1500-UTLY-FF02 | CA300002 | CA02_CONTROL PANEL_TABLET COATER EXHIBIT | CA02_TABLET COATER EXHIBIT
1500 | GF28 | BGPL-1500-PRDN-WTGR | CA300003 | CA03_GRANULATION-1 | CA03_GRANULATION-1_ HSRMG
1500 | GF25 | BGPL-1500-PRDN-BLND | CA300004 | CA04_BLENDING AREA-1 | CA04_BLENDING AREA-1
1500 | GF23 | BGPL-1500-PRDN-COMP | CA300005 | CA05_COMPRESSION AREA-1 | CA05_COMPRESSION AREA-1
1500 | GF22 | BGPL-1500-PRDN-CAPS | CA300006 | CA06_CAPSULE FILLING AREA-1 | CA06_CAPSULE FILLING AREA-1
1500 | GF34 | BGPL-1500-PRDN-WTGR | CA300007 | CA07_SOLUTION PREPARATION ROOM | CA07_SOLN PREPARATION ROOM
1500 | GF47 | BGPL-1500-PRDN-BOTG | CA300008 | CA08_BOTTLE CLEANING AREA | CA08_BOTTLE CLEANING AREA
1500 | GF49 | BGPL-1500-PRDN-BOTG | CA300009 | "CA09_BOTTLE FILLING,SEALING & CAPPING " | "CA09_BOTTLE FILL, SEAL & CAP"
1500 | GF50 | BGPL-1500-PRDN-BLST | CA300010 | CA10_BLISTER FILLING AREA | CA10_BLISTER FILING AREA
1500 | GF71 | BGPL-1500-PILT-WASH | CA300011 | CA11_WASHING AREA-2 | CA11_WASHING AREA-2
1500 | GF63 | BGPL-1500-PRDN-CAPS | CA300012 | CA12_CAPSULE FILLING-2 | CA12_CAPSULE FILLING-2
1500 | GF67 | BGPL-1500-PILT-BLST | CA300013 | CA13_SMALL SCALE BLISTER PACK | CA13_SMALL SCALE BLISTER PACK
1500 | GF62 | BGPL-1500-PILT-COAT | CA300014 | CA14_COATING AREA-2 | CA14_COATING AREA-2
1500 | GF60 | BGPL-1500-PILT-GRNP | CA300015 | CA15_COMPRESION AREA-2 | CA15_COMPRESSION-2 (GF-60)
1500 | GF59 | BGPL-1500-PILT-GRNP | CA300016 | CA16_GRANULATION-2 | CA16_GRANULATION-2 (GF-59)
1500 | GF59 | BGPL-1500-PILT-GRNP | CA300017 | CA17_GRANULATION-2 | CA17_GRANULATION-2 (GF-59)
1500 | GF53 | BGPL-1500-PRDN-WTGR | CA300018 | CA18_BINDER PREPARATION ROOM | CA18_BINDER PREPARATION ROOM
1500 | GF28 | BGPL-1500-PRDN-WTGR | CA300019 | CA19_GRANULATION-1 | CA19_GRANULATION-1
1500 | FF15 | BGPL-1500-PRDN-FF01 | CA300020 | CA20_CONTROL PANEL TAB COATER PILOT | CA20_ TAB COATER PILOT
1500 | FF15 | BGPL-1500-PRDN-FF01 | CA300021 | CA21_CONTROL PANEL FBD-PILOT AREA | CA21_CONTROL PANEL FBD-PILOT
1500 | FF15 | BGPL-1500-PRDN-FF01 | CA300022 | CA22_CONTROL PANEL FBD-EXHIBIT | CA22_CONTROL PANEL FBD-EXHIBIT
1500 | GF40 | BGPL-1500-PRDN-WASH | CA300023 | CA23_WASHING AREA-1 | CA23_WASHING AREA-1
1500 | GF51 | BGPL-1500-PRDN-SACT | CA300024 | CA24_SACHET FILLING AREA | CA24_SACHET FILLING AREA
1500 | GF26 | BGPL-1500-PRDN-DRGR | CA300025 | CA26_DRY GRANULATION AREA | CA26_DRY GRANULATION AREA
1500 | GF-22 | BGPL-1500-PRDN-CAPS | EM30000001 | EMS_SP01_AHU-G-01/Cap Fill/RAR-04 | SP01_CAPSULE FILLING AREA-1
1500 | GF-22 | BGPL-1500-PRDN-CAPS | EM300001 | EMS_SP01_AHU-G-01/Cap Fill/RAR-04 | SP01_CAPSULE FILLING AREA-1
1500 | GF22 | BGPL-1500-PRDN-CAPS | EM300002 | EMS_SP02_AHU-G-01/Near Filling M/C | SP02_CAPSULE FILLING AREA-1
1500 | GF22 | BGPL-1500-PRDN-CAPS | EM300003 | EMS_SP03_AHU-G-01/Cap Fill/RAR-03 | SP03_CAPSULE FILLING AREA-1
1500 | GF22 | BGPL-1500-PRDN-CAPS | EM300004 | EMS_SP04_AHU-G-01/Cap Fill/RAR-02 | SP04_CAPSULE FILLING AREA-1
1500 | GF22 | BGPL-1500-PRDN-CAPS | EM300005 | EMS_SP05_AHU-G-01/Cap Fill/RAR-01 | SP05_CAPSULE FILLING AREA-1
1500 | GF23 | BGPL-1500-PRDN-COMP | EM300006 | EMS_SP06_AHU-G-02/Compression/RAR-01 | SP06_COMPRESSION AREA-1
1500 | GF23 | BGPL-1500-PRDN-COMP | EM300007 | EMS_SP07_AHU-G-02/Compression/RAR-06 | SP07_COMPRESSION AREA-1
1500 | GF23 | BGPL-1500-PRDN-COMP | EM300008 | EMS_SP08_AHU-G-02/Compression /RAR-02 | SP08_COMPRESSION AREA-1
1500 | GF23 | BGPL-1500-PRDN-COMP | EM300009 | EMS_SP09_AHU-G-02/Near Compression M/C | SP09_COMPRESSION AREA-1
1500 | GF23 | BGPL-1500-PRDN-COMP | EM300010 | EMS_SP10_AHU-G-02/Compression/RAR-05 | SP10_COMPRESSION AREA-1
1500 | GF27 | BGPL-1500-PRDN-WTGR | EM300011 | EMS_SP11_AHU-G-03/RM Staging/RAR-03 | SP11_RM STAGING-1
1500 | GF24 | BGPL-1500-PRDN-BLND | EM300012 | EMS_SP12_AHUG03/BlndStrg/front of door | SP12_BLEND STORAGE
1500 | GF24 | BGPL-1500-PRDN-BLND | EM300013 | EMS_SP13_AHU-G03/Blnd Strg/RAR-01 | SP13_BLEND STORAGE
1500 | GF24 | BGPL-1500-PRDN-BLND | EM300014 | EMS_SP14_AHU-G03/Blnd Strg/RAR-02 | SP14_BLEND STORAGE
1500 | GF41 | BGPL-1500-PRDN-INSP | EM300015 | EMS_SP15_AHU-G03/Storage Area/RAR-05 | SP15_TAB_CAP STORAGE AREA
1500 | GF41 | BGPL-1500-PRDN-INSP | EM300016 | EMS_SP16_AHU-G03/Storage Area/Front door | SP16_TAB_CAP STORAGE AREA
1500 | GF41 | BGPL-1500-PRDN-INSP | EM300017 | EMS_SP17_AHU-G03/Storage Area/RAR-06 | SP17_TAB_CAP STORAGE AREA
1500 | GF43 | BGPL-1500-PRDN-INSP | EM300018 | EMS_SP18_AHU-G-03/Storage Area/RAR-08 | SP18_INSPECTED TAB_CAP STORAGE
1500 | GF43 | BGPL-1500-PRDN-INSP | EM300019 | EMS_SP19_AHU-G-03/Storage Area/RAR-07 | SP19_INSPECTED TAB_CAP STORAGE
1500 | GF43 | BGPL-1500-PRDN-INSP | EM300020 | EMS_SP20_AHU-G-03/Front of pass box | SP20_INSPECTED TAB_CAP STORAGE
1500 | GF25 | BGPL-1500-PRDN-BLND | EM300021 | EMS_SP21_AHU-G-04/Blending Area-1/RAR-01 | SP21_BLENDING AREA-1
1500 | GF25 | BGPL-1500-PRDN-BLND | EM300022 | EMS_SP22_AHU-G-04/Blending Area-1/RAR-03 | SP22_BLENDING AREA-1
1500 | GF25 | BGPL-1500-PRDN-BLND | EM300023 | EMS_SP23_Near to Blender | SP23_BLENDING AREA-1
1500 | GF25 | BGPL-1500-PRDN-BLND | EM300024 | EMS_SP24_AHU-G-04/Blending Area-1/RAR-04 | SP24_BLENDING AREA-1
1500 | GF26 | BGPL-1500-PRDN-DRGR | EM300025 | EMS_SP25_AHU-G-05/Dry Granulation/RAR-01 | SP25_DRY GRANULATION
1500 | GF26 | BGPL-1500-PRDN-DRGR | EM300026 | EMS_SP26_AHU-G05/Dry Granulation/RAR-04 | SP26_DRY GRANULATION
1500 | GF26 | BGPL-1500-PRDN-DRGR | EM300027 | EMS_SP27_AHU-G05/Dry Granulation/RAR-02 | SP27_DRY GRANULATION
1500 | GF26 | BGPL-1500-PRDN-DRGR | EM300028 | EMS_SP28_AHU-G05/Dry Granulation/RAR-03 | SP28_DRY GRANULATION
1500 | GF28 | BGPL-1500-PRDN-WTGR | EM300029 | EMS_SP29_AHU-G-06/Granulation-1/RAR-01 | SP29_GRANULATION-1
1500 | GF28 | BGPL-1500-PRDN-WTGR | EM300030 | EMS_SP30_ AHU-G-06/Granulation-1/RAR-04 | SP30_GRANULATION-1
1500 | GF28 | BGPL-1500-PRDN-WTGR | EM300031 | EMS_SP31_AHU-G-06/Granulation-1/RAR-12 | SP31_GRANULATION-1
1500 | GF28 | BGPL-1500-PRDN-WTGR | EM300032 | EMS_SP32_Granulation-1_Near to FBD | SP32_GRANULATION-1
1500 | GF28 | BGPL-1500-PRDN-WTGR | EM300033 | EMS_SP33_AHU-G-06/Granulation-1/RAR-07 | SP33_GRANULATION-1
1500 | GF28 | BGPL-1500-PRDN-WTGR | EM300034 | EMS_SP34_AHU-G-06/Granulation-1/RAR-08 | SP34_GRANULATION-1
1500 | GF28 | BGPL-1500-PRDN-WTGR | EM300035 | EMS_SP35_AHU-G-06/Granulation-1/RAR-11 | SP35_GRANULATION-1
1500 | GF28 | BGPL-1500-PRDN-WTGR | EM300036 | EMS_SP36_Front Door (Binder Prepn Room) | SP36_GRANULATION-1
1500 | GF28 | BGPL-1500-PRDN-WTGR | EM300037 | EMS_SP37_Grnln-1_Near to Cone mill & PTS | SP37_GRANULATION-1
1500 | GF53 | BGPL-1500-PRDN-WTGR | EM300038 | EMS_SP38_AHU-G-06/Binder Prepn/RAR-13 | SP38_BINDER PREPARATION ROOM
1500 | GF53 | BGPL-1500-PRDN-WTGR | EM300039 | EMS_SP39_AHU-G-06/Binder Prepn/RAR-14 | SP39_BINDER PREPARATION ROOM
1500 | GF53 | BGPL-1500-PRDN-WTGR | EM300040 | EMS_SP40_Binder Prepn_Nr.soln. prepn.Vsl | SP40_BINDER PREPARATION ROOM
1500 | GF29 | BGPL-1500-PRDN | EM300041 | EMS_SP41_Front Airlock_Mfg.change room-I | SP41_CORRIDOR-3
1500 | GF29 | BGPL-1500-PRDN | EM300042 | EMS_SP42_Front of insp.tab/cap.storeroom | SP42_CORRIDOR-3
1500 | GF29 | BGPL-1500-PRDN | EM300043 | EMS_SP43_Front of Tabletcoat-I room door | SP43_CORRIDOR-3
1500 | GF29 | BGPL-1500-PRDN | EM300044 | EMS_SP44_Below AHU-G07/Corridor-3/RAR-02 | SP44_CORRIDOR-3
1500 | GF29 | BGPL-1500-PRDN | EM300045 | EMS_SP45_Front of Cap.fill-01 room door | SP45_CORRIDOR-3
1500 | GF29 | BGPL-1500-PRDN | EM300046 | EMS_SP46_Front of Blend area-1 door | SP46_CORRIDOR-3
1500 | GF29 | BGPL-1500-PRDN | EM300047 | EMS_SP47_Front of dispensing-2 door | SP47_CORRIDOR-3
1500 | GF37 | BGPL-1500-PRDN-BLND | EM300048 | EMS_SP48_AHU-G07/Ancillary area-1/RAR/11 | SP48_ANCILLARY STORAGE AREA-1
1500 | GF37 | BGPL-1500-PRDN-BLND | EM300049 | EMS_SP49_Near to door_Ancillary area-1 | SP49_ANCILLARY STORAGE AREA-1
1500 | GF38 | BGPL-1500-PRDN-WASH | EM300050 | EMS_SP50_AHU-G07/CleanedEqp.Str-1/RAR/12 | SP50_CLEANED EQUIPMENT-1
1500 | GF38 | BGPL-1500-PRDN-WASH | EM300051 | EMS_SP51_AHU- G07/CleanedEq.Str-1/RAR/13 | SP51_CLEANED EQUIPMENT-1
1500 | GF38 | BGPL-1500-PRDN-WASH | EM300052 | EMS_SP52_AHU-G07/CleanedEqp.Str-1/RAR/14 | SP52_CLEANED EQUIPMENT-1
1500 | GF35 | BGPL-1500-PRDN-COAT | EM300053 | EMS_SP53_AHU-G08/Coating-1/RAR-05 | SP53_COATING AREA-1
1500 | GF35 | BGPL-1500-PRDN-COAT | EM300054 | EMS_SP54_AHU-G08/Coating-1/RAR-01 | SP54_COATING AREA-1
1500 | GF35 | BGPL-1500-PRDN-COAT | EM300055 | EMS_SP55_AHU-G-08/Coating-1/RAR-04 | SP55_COATING AREA-1
1500 | GF35 | BGPL-1500-PRDN-COAT | EM300056 | EMS_SP56_Front of Coating Machine | SP56_COATING AREA-1
1500 | GF35 | BGPL-1500-PRDN-COAT | EM300057 | EMS_SP57_AHU-G08/Coating-1/RAR-03 | SP57_COATING AREA-1
1500 | GF35 | BGPL-1500-PRDN-COAT | EM300058 | EMS_SP58_AHU-G08/Coating-1/RAR-02 | SP58_COATING AREA-1
1500 | GF34 | BGPL-1500-PRDN-COAT | EM300059 | EMS_SP59_AHU-G8/Soln. prepn. room/RAR-06 | SP59_SOLUTION PREPARATION
1500 | GF34 | BGPL-1500-PRDN-COAT | EM300060 | EMS_SP60_AHU-G8/Soln. prepn. room/RAR-07 | SP60_SOLUTION PREPARATION
1500 | GF42 | BGPL-1500-PRDN-COAT | EM300061 | EMS_SP61_AHU-G8A/Inspection area/RAR-01 | SP61_INSPECTION AREA
1500 | GF42 | BGPL-1500-PRDN-COAT | EM300062 | EMS_SP62_AHU-G8A/Inspection area/RAR-02 | SP62_INSPECTION AREA
1500 | GF54 | BGPL-1500-WRHS-DISP | EM300063 | EMS_SP63_AHU-G09/Dispensing-1/RAR-03 | SP63_DISPENSING ROOM 1
1500 | GF54 | BGPL-1500-WRHS-DISP | EM300064 | EMS_SP64_Dispensing-1_near to OFCS | SP64_DISPENSING ROOM 1
1500 | GF54 | BGPL-1500-WRHS-DISP | EM300065 | EMS_SP65_AHU-G09/Dispensing-1/RAR-02 | SP65_DISPENSING ROOM 1
1500 | GF54 | BGPL-1500-WRHS-DISP | EM300066 | EMS_SP66_Dispensing-1_in OFCS LHS | SP66_DISPENSING ROOM 1
1500 | GF54 | BGPL-1500-WRHS-DISP | EM300067 | EMS_SP67_Dispensing-1_in OFCS RHS | SP67_DISPENSING ROOM 1
1500 | GF57 | BGPL-1500-WRHS-DISP | EM300068 | EMS_SP68_AHU-G10/Dispensing-2/RAR-01 | SP68_DISPENSING ROOM 2
1500 | GF57 | BGPL-1500-WRHS-DISP | EM300069 | EMS_SP69_Dispensing-2_near to OFCS | SP69_DISPENSING ROOM 2
1500 | GF57 | BGPL-1500-WRHS-DISP | EM300070 | EMS_SP70_AHU-G10/Dispensing-2/RAR-02 | SP70_DISPENSING ROOM 2
1500 | GF57 | BGPL-1500-WRHS-DISP | EM300071 | EMS_SP71_Dispensing-2_in OFCS LHS | SP71_DISPENSING ROOM 2
1500 | GF57 | BGPL-1500-WRHS-DISP | EM300072 | EMS_SP72_Dispensing-2_in OFCS RHS | SP72_DISPENSING ROOM 2
1500 | GF70 | BGPL-1500-PILT-WASH | EM300073 | EMS_SP73_AHU-G11/Cleaned Equip-2/ RAR/04 | SP73_CLEANED EQUIPMENT AREA-2
1500 | GF70 | BGPL-1500-PILT-WASH | EM300074 | EMS_SP74_AHU-G11/Cleaned Equip-2/ RAR/05 | SP74_CLEANED EQUIPMENT AREA-2
1500 | GF73 | BGPL-1500-PILT-ANCR | EM300075 | EMS_SP75_AHU-G11/Ancillary Room-2/RAR/02 | SP75_ANCILLARY ROOM-2
1500 | GF73 | BGPL-1500-PILT-ANCR | EM300076 | EMS_SP76_AHU-G11/Ancillary Room-2/RAR/03 | SP76_ANCILLARY ROOM-2
1500 | GF66 | BGPL-1500-PILT-BLST | EM300077 | EMS_SP77_Corridor-4_Frnt Cap.fill-2 door | SP77_CORRIDOR-4
1500 | GF66 | BGPL-1500-PILT-BLST | EM300078 | EMS_SP78_Front of door of Granulation-2 | SP78_CORRIDOR-4
1500 | GF66 | BGPL-1500-PILT-BLST | EM300079 | EMS_SP79_Front of door of Compression-2 | SP79_CORRIDOR-4
1500 | GF66 | BGPL-1500-PILT-BLST | EM300080 | EMS_SP80_Frnt SmallscaleBlisterFill door | SP80_CORRIDOR-4
1500 | GF58 | BGPL-1500-WRHS-DISP | EM300081 | EMS_SP81_AHU-G12/Dispensing-3/RAR-01 | SP81_DISPENSING ROOM-3
1500 | GF58 | BGPL-1500-WRHS-DISP | EM300082 | EMS_SP82_Dispensing-3_near to OFCS | SP82_DISPENSING ROOM-3
1500 | GF58 | BGPL-1500-WRHS-DISP | EM300083 | EMS_SP83_AHU-G-12/Dispensing-3/RAR-02 | SP83_DISPENSING ROOM-3
1500 | GF58 | BGPL-1500-WRHS-DISP | EM300084 | EMS_SP84_Dispensing-3_in OFCS LHS | SP84_DISPENSING ROOM-3
1500 | GF58 | BGPL-1500-WRHS-DISP | EM300085 | EMS_SP85_Dispensing-3_in OFCS RHS | SP85_DISPENSING ROOM-3
1500 | GF59 | BGPL-1500-PILT-GRNP | EM300086 | EMS_SP86_AHU-G12/Granulation 2/RAR-03 | SP86_GRANULATION-2
1500 | GF59 | BGPL-1500-PILT-GRNP | EM300087 | EMS_SP87_Granuln 2_Nr.Soln.Prepn.vessel | SP87_GRANULATION-2
1500 | GF59 | BGPL-1500-PILT-GRNP | EM300088 | EMS_SP88_AHU-G12/Granulation 2/RAR-04 | SP88_GRANULATION-2
1500 | GF59 | BGPL-1500-PILT-GRNP | EM300089 | EMS_SP89_AHU-G12/Granulation 2/RAR-05 | SP89_GRANULATION-2
1500 | GF59 | BGPL-1500-PILT-GRNP | EM300090 | EMS_SP90_AHU-G12/Granulation 2/RAR-07 | SP90_GRANULATION-2
1500 | GF60 | BGPL-1500-PILT-COMP | EM300091 | EMS_SP91_COMP2_in front of COMP M/C | SP91_COMPRESSION AREA -2
1500 | GF60 | BGPL-1500-PILT-COMP | EM300092 | EMS_SP92_AHU-G12/COMP2/RAR-08 | SP92_COMPRESSION AREA -2
1500 | GF60 | BGPL-1500-PILT-COMP | EM300093 | EMS_SP93_COMP2_Nr. Compression M/C | SP93_COMPRESSION AREA -2
1500 | GF60 | BGPL-1500-PILT-COMP | EM300094 | EMS_SP94_AHU-G12/COMP2/RAR-09 | SP94_COMPRESSION AREA -2
1500 | GF62 | BGPL-1500-PILT-COAT | EM300095 | EMS_SP95_Coating 2_front of Coating M/C | SP95_COATING AREA-2
1500 | GF62 | BGPL-1500-PILT-COAT | EM300096 | EMS_SP96_AHU-G12/Coating 2/RAR-10 | SP96_COATING AREA-2
1500 | GF62 | BGPL-1500-PILT-COAT | EM300097 | EMS_SP97_AHU-G12/Coating 2/RAR-11 | SP97_COATING AREA-2
1500 | GF62 | BGPL-1500-PILT-COAT | EM300098 | EMS_SP98_AHU-G12/Coating 2/RAR-19 | SP98_COATING AREA-2
1500 | GF63 | BGPL-1500-PILT-CAPS | EM300099 | EMS_SP99_Capsule 2_Front of door | SP99_CAPSULE FILLING -2
1500 | GF63 | BGPL-1500-PILT-CAPS | EM300100 | EMS_SP100_AHU-G12/Capsule 2/RAR-14 | SP100_CAPSULE FILLING -2
1500 | GF63 | BGPL-1500-PILT-CAPS | EM300101 | EMS_SP101_AHU-G12/Capsule 2/RAR-15 | SP101_CAPSULE FILLING -2
1500 | GF67 | BGPL-1500-PRDN-BLST | EM300102 | EMS_SP102_Smallscaleblister pk_frontdoor | SP102_SMALL SCALE BLISTER PK
1500 | GF67 | BGPL-1500-PRDN-BLST | EM300103 | EMS_SP103_AHUG12/Smallscaleblistpk/RAR16 | SP103_SMALL SCALE BLISTER PK
1500 | GF67 | BGPL-1500-PRDN-BLST | EM300104 | EMS_SP104_AHUG12/Smallscaleblistpk/RAR17 | SP104_SMALL SCALE BLISTER PK
1500 | GF69 | BGPL-1500-PILT-BOTP | EM300105 | EMS_SP105_Smallscalebottle pk_front door | SP105_SMALL SCALE BOTTLE PACK
1500 | GF69 | BGPL-1500-PILT-BOTP | EM300106 | EMS_SP106_AHUG12/Smallscalebotlepk/RAR13 | SP106_SMALL SCALE BOTTLE PACK
1500 | GF69 | BGPL-1500-PILT-BOTP | EM300107 | EMS_SP107_Smallscalebottle pk_gridareaG9 | SP107_SMALL SCALE BOTTLE PACK
1500 | GF49 | BGPL-1500-PRDN-BOTG | EM300108 | EMS_SP108_AHUG13/BotleFll,SL&CAPNG/RAR01 | SP108_BOTTLE FILL,SEAL AREA
1500 | GF49 | BGPL-1500-PRDN-BOTG | EM300109 | EMS_SP109_Front door_Botle Fll,SL&CAPNG | SP109_BOTTLE FILL,SEAL AREA
1500 | GF49 | BGPL-1500-PRDN-BOTG | EM300110 | EMS_SP110_AHUG13/BotleFll,SL&CAPNG/RAR02 | SP110_BOTTLE FILL,SEAL AREA
1500 | GF49 | BGPL-1500-PRDN-BOTG | EM300111 | EMS_SP111_AHUG13/Botle Fll,SL&CAPG/RAR04 | SP111_BOTTLE FILL,SEAL AREA
1500 | GF49 | BGPL-1500-PRDN-BOTG | EM300112 | EMS_SP112_AHUG13/Botle Fll,SL&CAPG/RAR05 | SP112_BOTTLE FILL,SEAL AREA
1500 | GF49 | BGPL-1500-PRDN-BOTG | EM300113 | EMS_SP113_Center of Botle Fll,SL&CAPNG. | SP113_BOTTLE FILL,SEAL AREA
1500 | GF47 | BGPL-1500-PRDN-BOTG | EM300114 | EMS_SP114_AHUG13/Botlecleaningarea/RAR07 | SP114_BOTTLE CLEANING AREA
1500 | GF47 | BGPL-1500-PRDN-BOTG | EM300115 | EMS_SP115_AHUG13/Botlecleaningarea/RAR06 | SP115_BOTTLE CLEANING AREA
1500 | GF50 | BGPL-1500-PILT-BLST | EM300116 | EMS_SP116_AHU-G14/Blistr FillArea/RAR01 | SP116_BLISTER FILLING AREA
1500 | GF50 | BGPL-1500-PILT-BLST | EM300117 | EMS_SP117_AHU-G14/Blistr FillArea/RAR06 | SP117_BLISTER FILLING AREA
1500 | GF50 | BGPL-1500-PILT-BLST | EM300118 | EMS_SP118_AHU-G14/Blister FillArea/RAR02 | SP118_BLISTER FILLING AREA
1500 | GF50 | BGPL-1500-PILT-BLST | EM300119 | EMS_SP119_Front of Blister packing m/c. | SP119_BLISTER FILLING AREA
1500 | GF50 | BGPL-1500-PILT-BLST | EM300120 | EMS_SP120_AHU-G14/Blister FillArea/RAR05 | SP120_BLISTER FILLING AREA
1500 | GF50 | BGPL-1500-PILT-BLST | EM300121 | EMS_SP121_AHU-G14/Blister FillArea/RAR03 | SP121_BLISTER FILLING AREA
1500 | GF50 | BGPL-1500-PILT-BLST | EM300122 | EMS_SP122_AHU-G14/Blistr FillArea/RAR-04 | SP122_BLISTER FILLING AREA
1500 | GF51 | BGPL-1500-PRDN-SACT | EM300123 | EMS_SP123_AHU-G15/Sachet FillArea/RAR01 | SP123_SACHET FILLING AREA
1500 | GF51 | BGPL-1500-PRDN-SACT | EM300124 | EMS_SP124_AHU-G15/Sachet FillArea/RAR-06 | SP124_SACHET FILLING AREA
1500 | GF51 | BGPL-1500-PRDN-SACT | EM300125 | EMS_SP125_AHU-G15/Sachet FillArea/RAR02 | SP125_SACHET FILLING AREA
1500 | GF51 | BGPL-1500-PRDN-SACT | EM300126 | EMS_SP126_AHU-G15/Sachet FillArea/RAR-05 | SP126_SACHET FILLING AREA
1500 | GF51 | BGPL-1500-PRDN-SACT | EM300127 | EMS_SP127_AHU-G15/Sachet FillArea/RAR-03 | SP127_SACHET FILLING AREA
1500 | GF51 | BGPL-1500-PRDN-SACT | EM300128 | EMS_SP128_AHU-G15/Sachet FillArea/RAR-04 | SP128_SACHET FILLING AREA
1500 | GF81 | BGPL-1500-WRHS-SAMP | EM300129 | EMS_SP129_ AHUG19/Samplchngroom-1/RAR04 | SP129_SAMPLING-1 CHANGE ROOM
1500 | GF82 | BGPL-1500-WRHS-SAMP | EM300130 | EMS_SP130_AHU-G19/Sampling-1/RAR/03 | SP130_SAMPLING ROOM-1
1500 | GF82 | BGPL-1500-WRHS-SAMP | EM300131 | EMS_SP131_ AHU-G19/Sampling-1/RAR/02 | SP131_SAMPLING ROOM-1
1500 | GF82 | BGPL-1500-WRHS-SAMP | EM300132 | EMS_SP132_ AHU-G19/Sampling-1/RAR/01 | SP132_SAMPLING ROOM-1
1500 | GF82 | BGPL-1500-WRHS-SAMP | EM300133 | EMS_SP133_Samplg-1_Nr door man entryroom | SP133_SAMPLING ROOM-1
1500 | GF82 | BGPL-1500-WRHS-SAMP | EM300134 | EMS_SP134_Sampling-1_In OFCS_LHS | SP134_SAMPLING ROOM-1
1500 | GF82 | BGPL-1500-WRHS-SAMP | EM300135 | EMS_SP135_Sampling-1_In OFCS_RHS | SP135_SAMPLING ROOM-1
1500 | GF83 | BGPL-1500-WRHS-SAMP | EM300136 | EMS_SP136_Nr entrydoor_Sampl-1_Mat entry | SP136_SAMP.-1 MATERIAL ENTRY
1500 | GF83 | BGPL-1500-WRHS-SAMP | EM300137 | EMS_SP137_AHUG19/Sampl-1_Mat.entry/RAR05 | SP137_SAMP.-1 MATERIAL ENTRY
1500 | GF84 | BGPL-1500-WRHS-SAMP | EM300138 | EMS_SP138AHU-G19/Sampling_Washing/RAR/06 | SP138_WASHING AREA SAMPLING
1500 | GF85 | BGPL-1500-WRHS-SAMP | EM300139 | EMS_SP139_Smpl rm,A/L Nr.door CleanEqpRm | SP139_SAMPLING ROOM, AIR LOCK
1500 | GF85 | BGPL-1500-WRHS-SAMP | EM300140 | EMS_SP140_AHU-G19/Samplg Room, AL/RAR07 | SP140_SAMPLING ROOM, AIR LOCK
1500 | GF86 | BGPL-1500-WRHS-SAMP | EM300141 | EMS_SP141_Clean equipment_center of room | SP141_CLEANED EQUIP SAMPLING
1500 | GF86 | BGPL-1500-WRHS-SAMP | EM300142 | EMS_SP142_AHU-G19/Clean equipment/RAR/08 | SP142_CLEANED EQUIP SAMPLING
1500 | GF89 | BGPL-1500-WRHS-SAMP | EM300143 | EMS_SP143_AHU-G-20/SamplChangeRm-2/RAR05 | SP143_SAMPLING-2 CHANGE ROOM
1500 | GF87 | BGPL-1500-WRHS-SAMP | EM300144 | EMS_SP144_AHU-G-20/Sampling-2/RAR-02 | SP144_SAMPLING ROOM-2
1500 | GF87 | BGPL-1500-WRHS-SAMP | EM300145 | EMS_SP145_AHU-G-20/Sampling-2/RAR-01 | SP145_SAMPLING ROOM-2
1500 | GF87 | BGPL-1500-WRHS-SAMP | EM300146 | EMS_SP146_AHU-G-20/Sampling-2/RAR-03 | SP146_SAMPLING ROOM-2
1500 | GF87 | BGPL-1500-WRHS-SAMP | EM300147 | EMS_SP147_Sampling-2_In OFCS_LHS | SP147_SAMPLING ROOM-2
1500 | GF87 | BGPL-1500-WRHS-SAMP | EM300148 | EMS_SP148_Sampling-2_In OFCS_RHS | SP148_SAMPLING ROOM-2
1500 | GF88 | BGPL-1500-WRHS-SAMP | EM300149 | EMS_SP149_near to entry door_Sampling-2 | SP149_SAMPLING-2MATERIAL ENTRY
1500 | GF88 | BGPL-1500-WRHS-SAMP | EM300150 | EMS_SP150_AHU-G-20/Sampling-2/RAR-04 | SP150_SAMPLING-2MATERIAL ENTRY
1500 | GF76 | BGPL-1500-WRHS-DISP | EM300151 | EMS_SP151_AHUG21/SolvDisp.ChangeRm/RAR02 | SP151_SOLVENT DISP CHANGE ROOM
1500 | GF76 | BGPL-1500-WRHS-DISP | EM300152 | EMS_SP152_Nr. door of Solvent Rm entry | SP152_SOLVENT DISP CHANGE ROOM
1500 | GF77 | BGPL-1500-WRHS-DISP | EM300153 | EMS_SP153_near to pass box | SP153_SOLVENT DISPENSING ROOM
1500 | GF77 | BGPL-1500-WRHS-DISP | EM300154 | EMS_SP154_Nr. entrydoor of SolvtDisp.Rm | SP154_SOLVENT DISPENSING ROOM
1500 | GF77 | BGPL-1500-WRHS-DISP | EM300155 | EMS_SP155_Solvent dispensing_In OFCS_LHS | SP155_SOLVENT DISPENSING ROOM
1500 | GF77 | BGPL-1500-WRHS-DISP | EM300156 | EMS_SP156_Solvent dispensing_In OFCS_RHS | SP156_SOLVENT DISPENSING ROOM
1500 | FF50 | BGPL-1500-QLCN-MICR | EM300157 | EMS_FSP01_AHU-F06/MLT-1/RAR/02 | FSP01_MLT ROOM-1
1500 | FF50 | BGPL-1500-QLCN-MICR | EM300158 | EMS_FSP02_AHU-F06/MLT-1/RAR101 | FSP02_MLT ROOM-1
1500 | FF51 | BGPL-1500-QLCN-MICR | EM300159 | EMS_FSP03_AHU-F07/MLT-2/RAR/02 | FSP03_MLT ROOM-2
1500 | FF51 | BGPL-1500-QLCN-MICR | EM300160 | EMS_FSP04_AHU-F07/MLT-2/RAR/01 | FSP04_MLT ROOM-2
1500 | FF49 | BGPL-1500-QLCN-MICR | EM300161 | EMS_FSP05_AHU-F05/Cooling zone/RAR/02 | FSP05_COOLING ZONE
1500 | FF49 | BGPL-1500-QLCN-MICR | EM300162 | EMS_FSP06_AHU-F05/Cooling zone/RAR/01 | FSP06_COOLING ZONE
1500 | FF35 | BGPL-1500-QLCN-MICR | EM300163 | EMS_FSP07_Coridoor-9 _Near to MLT-1 door | FSP07_CORIDOOR-9
1500 | FF35 | BGPL-1500-QLCN-MICR | EM300164 | EMS_FSP08_Coridoor-9 _Near to MLT-2 door | FSP08_CORIDOOR-9
1500 | FF48 | BGPL-1500-QLCN-MICR | EM300165 | EMS_FSP09_AHU-F05/MLT ChangeRm-2/RAR04 | FSP09_MICRO CHANGE ROOM-2
1500 | FF47 | BGPL-1500-QLCN-MICR | EM300166 | EMS_FSP10_AHU-F05/MLT ChangeRm-1/RAR03 | FSP10_MICRO CHANGE ROOM-1
1500 | GF22 | BGPL-1500-PRDN-CAPS | EM300167 | EMA_AS01_AHU-G-01/Cap Fill/RAR-04 | AS01_CAPSULE FILLING AREA-1
1500 | GF22 | BGPL-1500-PRDN-CAPS | EM300168 | EMA_AS02_AHU-G-01/Near Filling M/C | AS02_CAPSULE FILLING AREA-1
1500 | GF22 | BGPL-1500-PRDN-CAPS | EM300169 | EMA_AS03_AHU-G-01/Cap Fill/RAR-03 | AS03_CAPSULE FILLING AREA-1
1500 | GF22 | BGPL-1500-PRDN-CAPS | EM300170 | EMA_AS04_AHU-G-01/Cap Fill/RAR-02 | AS04_CAPSULE FILLING AREA-1
1500 | GF22 | BGPL-1500-PRDN-CAPS | EM300171 | EMA_AS05_AHU-G-01/Cap Fill/RAR-01 | AS05_CAPSULE FILLING AREA-1
1500 | GF23 | BGPL-1500-PRDN-COMP | EM300172 | EMA_AS06_AHU-G-02/Compression/RAR-01 | AS06_COMPRESSION AREA-1
1500 | GF23 | BGPL-1500-PRDN-COMP | EM300173 | EMA_AS07_AHU-G-02/Compression/RAR-06 | AS07_COMPRESSION AREA-1
1500 | GF23 | BGPL-1500-PRDN-COMP | EM300174 | EMA_AS08_AHU-G-02/Compression /RAR-02 | AS08_COMPRESSION AREA-1
1500 | GF23 | BGPL-1500-PRDN-COMP | EM300175 | EMA_AS09_AHU-G-02/Near Compression M/C | AS09_COMPRESSION AREA-1
1500 | GF23 | BGPL-1500-PRDN-COMP | EM300176 | EMA_AS10_AHU-G-02/Compression/RAR-05 | AS10_COMPRESSION AREA-1
1500 | GF27 | BGPL-1500-PRDN-WTGR | EM300177 | EMA_AS11_AHU-G-03/RM Staging/RAR-03 | AS11_RM STAGING-1
1500 | GF24 | BGPL-1500-PRDN-BLND | EM300178 | EMA_AS12_AHUG03/Blnd Strg/Front of door | AS12_BLEND STORAGE
1500 | GF24 | BGPL-1500-PRDN-BLND | EM300179 | EMA_AS13_AHU-G03/Blnd Strg/RAR-01 | AS13_BLEND STORAGE
1500 | GF24 | BGPL-1500-PRDN-BLND | EM300180 | EMA_AS14_AHU-G03/Blnd Strg/RAR-02 | AS14_BLEND STORAGE
1500 | GF41 | BGPL-1500-PRDN-INSP | EM300181 | EMA_AS15_AHU-G03/Storage Area/RAR-05 | AS15_TAB_CAP STORAGE AREA
1500 | GF41 | BGPL-1500-PRDN-INSP | EM300182 | EMA_AS16_AHU-G03/Storage Area/Front door | AS16_TAB_CAP STORAGE AREA
1500 | GF41 | BGPL-1500-PRDN-INSP | EM300183 | EMA_AS17_AHU-G03/Storage Area/RAR-06 | AS17_TAB_CAP STORAGE AREA
1500 | GF43 | BGPL-1500-PRDN-INSP | EM300184 | EMA_AS18_AHU-G-03/Storage Area/RAR-08 | AS18_INSPECTED TAB_CAP STORAGE
1500 | GF43 | BGPL-1500-PRDN-INSP | EM300185 | EMA_AS19_AHU-G-03/Storage Area/RAR-07 | AS19_INSPECTED TAB_CAP STORAGE
1500 | GF43 | BGPL-1500-PRDN-INSP | EM300186 | EMA_AS20_AHU-G-03/Front of pass box | AS20_INSPECTED TAB_CAP STORAGE
1500 | GF25 | BGPL-1500-PRDN-BLND | EM300187 | EMA_AS21_AHU-G-04/Blending Area-1/RAR-01 | AS21_BLENDING AREA-1
1500 | GF25 | BGPL-1500-PRDN-BLND | EM300188 | EMA_AS22_AHU-G-04/Blending Area-1/RAR-03 | AS22_BLENDING AREA-1
1500 | GF25 | BGPL-1500-PRDN-BLND | EM300189 | EMA_AS23_near to Blender | AS23_BLENDING AREA-1
1500 | GF25 | BGPL-1500-PRDN-BLND | EM300190 | EMA_AS24_AHU-G-04/Blending Area-1/RAR-04 | AS24_BLENDING AREA-1
1500 | GF26 | BGPL-1500-PRDN-DRGR | EM300191 | EMA_AS25_AHU-G-05/Dry Granulation/RAR-01 | AS25_DRY GRANULATION
1500 | GF26 | BGPL-1500-PRDN-DRGR | EM300192 | EMA_AS26_AHU-G05/Dry Granulation/RAR-04 | AS26_DRY GRANULATION
1500 | GF26 | BGPL-1500-PRDN-DRGR | EM300193 | EMA_AS27_AHU-G05/Dry Granulation/RAR-02 | AS27_DRY GRANULATION
1500 | GF26 | BGPL-1500-PRDN-DRGR | EM300194 | EMA_AS28_AHU-G05/Dry Granulation/RAR-03 | AS28_DRY GRANULATION
1500 | GF28 | BGPL-1500-PRDN-WTGR | EM300195 | EMA_AS29_AHU-G-06/Granulation-1/RAR-01 | AS29_GRANULATION-1
1500 | GF28 | BGPL-1500-PRDN-WTGR | EM300196 | EMA_AS30_ AHU-G-06/Granulation-1/RAR-04 | AS30_GRANULATION-1
1500 | GF28 | BGPL-1500-PRDN-WTGR | EM300197 | EMA_AS31_AHU-G-06/Granulation-1/RAR-12 | AS31_GRANULATION-1
1500 | GF28 | BGPL-1500-PRDN-WTGR | EM300198 | EMA_AS32_Granulation-1_Near to FBD | AS32_GRANULATION-1
1500 | GF28 | BGPL-1500-PRDN-WTGR | EM300199 | EMA_AS33_AHU-G-06/Granulation-1/RAR-07 | AS33_GRANULATION-1
1500 | GF28 | BGPL-1500-PRDN-WTGR | EM300200 | EMA_AS34_AHU-G-06/Granulation-1/RAR-08 | AS34_GRANULATION-1
1500 | GF28 | BGPL-1500-PRDN-WTGR | EM300201 | EMA_AS35_AHU-G-06/Granulation-1/RAR-11 | AS35_GRANULATION-1
1500 | GF28 | BGPL-1500-PRDN-WTGR | EM300202 | EMA_AS36_Front of Door (Binder Prepn Rm) | AS36_GRANULATION-1
1500 | GF28 | BGPL-1500-PRDN-WTGR | EM300203 | EMA_AS37_Granuln-1_Near to Cone mill&PTS | AS37_GRANULATION-1
1500 | GF53 | BGPL-1500-PRDN-WTGR | EM300204 | EMA_AS38_AHU-G-06/Binder Prepn/RAR-13 | AS38_BINDER PREPARATION ROOM
1500 | GF53 | BGPL-1500-PRDN-WTGR | EM300205 | EMA_AS39_AHU-G-06/Binder Prepn/RAR-14 | AS39_BINDER PREPARATION ROOM
1500 | GF53 | BGPL-1500-PRDN-WTGR | EM300206 | EMA_AS40_Binder Prepn_Nr.soln.prepn.Vsl | AS40_BINDER PREPARATION ROOM
1500 | GF29 | BGPL-1500-PRDN | EM300207 | EMA_AS41_Front of AL of MfgChangeRm-I | AS41_CORRIDOR-3
1500 | GF29 | BGPL-1500-PRDN | EM300208 | EMA_AS42_Front insp.tab/cap.strge Rmdoor | AS42_CORRIDOR-3
1500 | GF29 | BGPL-1500-PRDN | EM300209 | EMA_AS43_Front of TabletCoat-I room door | AS43_CORRIDOR-3
1500 | GF29 | BGPL-1500-PRDN | EM300210 | EMA_AS44_Below AHU-G07/Corridor-3/RAR-02 | AS44_CORRIDOR-3
1500 | GF29 | BGPL-1500-PRDN | EM300211 | EMA_AS45_Front of CapFill-01 room door | AS45_CORRIDOR-3
1500 | GF29 | BGPL-1500-PRDN | EM300212 | EMA_AS46_Front of Blend area-1 door | AS46_CORRIDOR-3
1500 | GF29 | BGPL-1500-PRDN | EM300213 | EMA_AS47_Front of Dispensing-2 door | AS47_CORRIDOR-3
1500 | GF37 | BGPL-1500-PRDN-BLND | EM300214 | EMA_AS48_AHU- G07/Ancillary area-1/RAR11 | AS48_ANCILLARY STORAGE AREA-1
1500 | GF37 | BGPL-1500-PRDN-BLND | EM300215 | EMA_AS49_Near to door Ancillary area-1 | AS49_ANCILLARY STORAGE AREA-1
1500 | GF38 | BGPL-1500-PRDN-WASH | EM300216 | EMA_AS50_AHU-G07/CleanedEqp.Strg-1/RAR12 | AS50_CLEANED EQUIPMENT-1
1500 | GF38 | BGPL-1500-PRDN-WASH | EM300217 | EMA_AS51_AHU-G07/CleanedEqp.Strg-1/RAR13 | AS51_CLEANED EQUIPMENT-1
1500 | GF38 | BGPL-1500-PRDN-WASH | EM300218 | EMA_AS52_AHU-G07/CleanedEqp.Str.-1/RAR14 | AS52_CLEANED EQUIPMENT-1
1500 | GF35 | BGPL-1500-PRDN-COAT | EM300219 | EMA_AS53_AHU-G08/Coating-1/RAR-05 | AS53_COATING AREA-1
1500 | GF35 | BGPL-1500-PRDN-COAT | EM300220 | EMA_AS54_. AHU-G08/Coating-1/RAR-01 | AS54_COATING AREA-1
1500 | GF35 | BGPL-1500-PRDN-COAT | EM300221 | EMA_AS55_AHU-G-08/Coating-1/RAR-04 | AS55_COATING AREA-1
1500 | GF35 | BGPL-1500-PRDN-COAT | EM300222 | EMA_AS56_Front of Coating Machine | AS56_COATING AREA-1
1500 | GF35 | BGPL-1500-PRDN-COAT | EM300223 | EMA_AS57_AHU-G08/Coating-1/RAR-03 | AS57_COATING AREA-1
1500 | GF35 | BGPL-1500-PRDN-COAT | EM300224 | EMA_AS58_AHU-G08/Coating-1/RAR-02 | AS58_COATING AREA-1
1500 | GF34 | BGPL-1500-PRDN-COAT | EM300225 | EMA_AS59_AHU-G8/Soln. prepn. room/RAR-06 | AS59_SOLUTION PREPARATION
1500 | GF34 | BGPL-1500-PRDN-COAT | EM300226 | EMA_AS60_AHU-G8/Soln. prepn. room/RAR-07 | AS60_SOLUTION PREPARATION
1500 | GF42 | BGPL-1500-PRDN-COAT | EM300227 | EMA_AS61_AHU-G8A/Inspection area/RAR-01 | AS61_INSPECTION AREA
1500 | GF42 | BGPL-1500-PRDN-COAT | EM300228 | EMA_AS62_AHU-G8A/Inspection area/RAR-02 | AS62_INSPECTION AREA
1500 | GF54 | BGPL-1500-WRHS-DISP | EM300229 | EMA_AS63_AHU-G09/Dispensing-1/RAR-03 | AS63_DISPENSING ROOM 1
1500 | GF54 | BGPL-1500-WRHS-DISP | EM300230 | EMA_AS64_Dispensing-1_near to OFCS | AS64_ DISPENSING ROOM 1
1500 | GF54 | BGPL-1500-WRHS-DISP | EM300231 | EMA_AS65_AHU-G09/Dispensing-1/RAR-02 | AS65_ DISPENSING ROOM 1
1500 | GF54 | BGPL-1500-WRHS-DISP | EM300232 | EMA_AS66_Dispensing-1_in OFCS LHS | AS66_DISPENSING ROOM 1
1500 | GF54 | BGPL-1500-WRHS-DISP | EM300233 | EMA_AS67_Dispensing-1_in OFCS RHS | AS67_DISPENSING ROOM 1
1500 | GF57 | BGPL-1500-WRHS-DISP | EM300234 | EMA_AS68_AHU-G10/Dispensing-2/RAR-01 | AS68_ DISPENSING ROOM 2
1500 | GF57 | BGPL-1500-WRHS-DISP | EM300235 | EMA_AS69_Dispensing-2_near to OFCS | AS69_ DISPENSING ROOM 2
1500 | GF57 | BGPL-1500-WRHS-DISP | EM300236 | EMA_AS70_AHU-G10/Dispensing-2/RAR-02 | AS70_DISPENSING ROOM 2
1500 | GF57 | BGPL-1500-WRHS-DISP | EM300237 | EMA_AS71_Dispensing-2_in OFCS LHS | AS71_DISPENSING ROOM 2
1500 | GF57 | BGPL-1500-WRHS-DISP | EM300238 | EMA_AS72_Dispensing-2_in OFCS RHS | AS72_DISPENSING ROOM 2
1500 | GF70 | BGPL-1500-PILT-WASH | EM300239 | EMA_AS73_AHU-G11/Cleaned Equip.-2/ RAR04 | AS73_CLEANED EQUIPMENT AREA-2
1500 | GF70 | BGPL-1500-PILT-WASH | EM300240 | EMA_AS74_AHU-G11/Cleaned Equip.-2/ RAR05 | AS74_CLEANED EQUIPMENT AREA-2
1500 | GF73 | BGPL-1500-PILT-ANCR | EM300241 | EMA_AS75_AHU-G11/Ancillary Room-2/ RAR02 | AS75_ANCILLARY ROOM-2
1500 | GF73 | BGPL-1500-PILT-ANCR | EM300242 | EMA_AS76_AHU-G11/Ancillary Room-2/ RAR03 | AS76_ANCILLARY ROOM-2
1500 | GF66 | BGPL-1500-PILT-BLST | EM300243 | EMA_AS77_Corridor-4_Frnt CapFill-2 door | AS77_CORRIDOR-4
1500 | GF66 | BGPL-1500-PILT-BLST | EM300244 | EMA_AS78_Front of door of Granuln-2 | AS78_CORRIDOR-4
1500 | GF66 | BGPL-1500-PILT-BLST | EM300245 | EMA_AS79_Front of door of Compression-2 | AS79_CORRIDOR-4
1500 | GF66 | BGPL-1500-PILT-BLST | EM300246 | EMA_AS80_Frnt.ofSmallScaleBlistrFilldoor | AS80_CORRIDOR-4
1500 | GF58 | BGPL-1500-WRHS-DISP | EM300247 | EMA_AS81_AHU-G12/Dispensing-3/RAR-01 | AS81_DISPENSING ROOM-3
1500 | GF58 | BGPL-1500-WRHS-DISP | EM300248 | EMA_AS82_Dispensing-3_near to OFCS | AS82_DISPENSING ROOM-3
1500 | GF58 | BGPL-1500-WRHS-DISP | EM300249 | EMA_AS83_AHU-G-12/Dispensing-3/RAR-02 | AS83_DISPENSING ROOM-3
1500 | GF58 | BGPL-1500-WRHS-DISP | EM300250 | EMA_AS84_Dispensing-3_in OFCS LHS | AS84_DISPENSING ROOM-3
1500 | GF58 | BGPL-1500-WRHS-DISP | EM300251 | EMA_AS85_Dispensing-3_in OFCS RHS | AS85_DISPENSING ROOM-3
1500 | GF59 | BGPL-1500-PILT-GRNP | EM300252 | EMA_AS86_AHU-G12/Granulation 2/RAR-03 | AS86_GRANULATION-2
1500 | GF59 | BGPL-1500-PILT-GRNP | EM300253 | EMA_AS87_Granuln2_Nr.Soln.Prepn.vessel | AS87_GRANULATION-2
1500 | GF59 | BGPL-1500-PILT-GRNP | EM300254 | EMA_AS88_AHU-G12/Granulation 2/RAR-04 | AS88_GRANULATION-2
1500 | GF59 | BGPL-1500-PILT-GRNP | EM300255 | EMA_AS89_AHU-G12/Granulation 2/RAR-05 | AS89_GRANULATION-2
1500 | GF59 | BGPL-1500-PILT-GRNP | EM300256 | EMA_AS90_AHU-G12/Granulation 2/RAR-07 | AS90_GRANULATION-2
1500 | GF60 | BGPL-1500-PILT-COMP | EM300257 | EMA_AS91_COMP2_in front of COMP M/C | AS91_COMPRESSION AREA -2
1500 | GF60 | BGPL-1500-PILT-COMP | EM300258 | EMA_AS92_AHU-G12/COMP2/RAR-08 | AS92_COMPRESSION AREA -2
1500 | GF60 | BGPL-1500-PILT-COMP | EM300259 | EMA_AS93_COMP2_Nr. Compression M/C | AS93_COMPRESSION AREA -2
1500 | GF60 | BGPL-1500-PILT-COMP | EM300260 | EMA_AS94_AHU-G12/COMP2/RAR-09 | AS94_COMPRESSION AREA -2
1500 | GF62 | BGPL-1500-PILT-COAT | EM300261 | EMA_AS95_Coating 2_Front of Coat M/C | AS95_COATING AREA-2
1500 | GF62 | BGPL-1500-PILT-COAT | EM300262 | EMA_AS96_AHU-G12/Coating 2/RAR-10 | AS96_COATING AREA-2
1500 | GF62 | BGPL-1500-PILT-COAT | EM300263 | EMA_AS97_AHU-G12/Coating 2/RAR-11 | AS97_COATING AREA-2
1500 | GF62 | BGPL-1500-PILT-COAT | EM300264 | EMA_AS98_AHU-G12/Coating 2/RAR-19 | AS98_COATING AREA-2
1500 | GF63 | BGPL-1500-PILT-CAPS | EM300265 | EMA_AS99_Capsule 2_Front of door | AS99_CAPSULE FILLING -2
1500 | GF63 | BGPL-1500-PILT-CAPS | EM300266 | EMA_AS100_AHU-G12/Capsule 2/RAR-14 | AS100_CAPSULE FILLING -2
1500 | GF63 | BGPL-1500-PILT-CAPS | EM300267 | EMA_AS101_AHU-G12/Capsule 2/RAR-15 | AS101_CAPSULE FILLING -2
1500 | GF67 | BGPL-1500-PRDN-BLST | EM300268 | EMA_AS102_Smallscale BlistrPk_Frontdoor | AS102_SMALL SCALE BLISTER PK
1500 | GF67 | BGPL-1500-PRDN-BLST | EM300269 | EMA_AS103_AHUG12/SmallscaleBlstrPk/RAR16 | AS103_SMALL SCALE BLISTER PK
1500 | GF67 | BGPL-1500-PRDN-BLST | EM300270 | EMA_AS104_AHUG12/SmallscaleBlstrPk/RAR17 | AS104_SMALL SCALE BLISTER PK
1500 | GF69 | BGPL-1500-PILT-BOTP | EM300271 | EMA_AS105_Smallscale bottle pk_Frnt door | AS105_SMALL SCALE BOTTLE PACK
1500 | GF69 | BGPL-1500-PILT-BOTP | EM300272 | EMA_AS106_AHUG12/SmallscaleBtlePk/RAR-13 | AS106_SMALL SCALE BOTTLE PACK
1500 | GF69 | BGPL-1500-PILT-BOTP | EM300273 | EMA_AS107_SmallscaleBottlePk_GridAreaG9 | AS107_SMALL SCALE BOTTLE PACK
1500 | GF49 | BGPL-1500-PRDN-BOTG | EM300274 | EMA_AS108_AHUG13/BotleFll,SL&CAPG/RAR01 | AS108_BOTTLE FILL,SEAL AREA
1500 | GF49 | BGPL-1500-PRDN-BOTG | EM300275 | EMA_AS109_Front door_BotleFll,SL&CAPNG | AS109_BOTTLE FILL,SEAL AREA
1500 | GF49 | BGPL-1500-PRDN-BOTG | EM300276 | EMA_AS110_AHUG13/Botle Fll,SL&CAPG/RAR02 | AS110_BOTTLE FILL,SEAL AREA
1500 | GF49 | BGPL-1500-PRDN-BOTG | EM300277 | EMA_AS111_AHUG13/Botle Fll,SL&CAPG/RAR04 | AS111_BOTTLE FILL,SEAL AREA
1500 | GF49 | BGPL-1500-PRDN-BOTG | EM300278 | EMA_AS112_AHUG13/Botle Fll,SL&CAPG/RAR05 | AS112_BOTTLE FILL,SEAL AREA
1500 | GF49 | BGPL-1500-PRDN-BOTG | EM300279 | EMA_AS113_Center of Bottle Fll,SL&CAPG | AS113_BOTTLE FILL,SEAL AREA
1500 | GF47 | BGPL-1500-PRDN-BOTG | EM300280 | EMA_AS114_AHU-G13/BottleClean area/RAR07 | AS114_BOTTLE CLEANING AREA
1500 | GF47 | BGPL-1500-PRDN-BOTG | EM300281 | EMA_AS115_AHU-G13/BottleCleaning/RAR06 | AS115_BOTTLE CLEANING AREA
1500 | GF50 | BGPL-1500-PILT-BLST | EM300282 | EMA_AS116_AHU-G14/Blister Filling/RAR01 | AS116_BLISTER FILLING AREA
1500 | GF50 | BGPL-1500-PILT-BLST | EM300283 | EMA_AS117_AHU-G14/Blister Filling/RAR06 | AS117_BLISTER FILLING AREA
1500 | GF50 | BGPL-1500-PILT-BLST | EM300284 | EMA_AS118_AHU-G14/Blister Filling/RAR02 | AS118_BLISTER FILLING AREA
1500 | GF50 | BGPL-1500-PILT-BLST | EM300285 | EMA_AS119_Front of Blister pack machine | AS119_BLISTER FILLING AREA
1500 | GF50 | BGPL-1500-PILT-BLST | EM300286 | EMA_AS120_AHU-G14/Blister Filling/RAR-05 | AS120_BLISTER FILLING AREA
1500 | GF50 | BGPL-1500-PILT-BLST | EM300287 | EMA_AS121_AHU-G14/Blister Filling/RAR-03 | AS121_BLISTER FILLING AREA
1500 | GF50 | BGPL-1500-PILT-BLST | EM300288 | EMA_AS122_AHU-G14/Blister Filling/RAR-04 | AS122_BLISTER FILLING AREA
1500 | GF51 | BGPL-1500-PRDN-SACT | EM300289 | EMA_AS123_AHU-G15/Sachet Filling/RAR01 | AS123_SACHET FILLING AREA
1500 | GF51 | BGPL-1500-PRDN-SACT | EM300290 | EMA_AS124_AHU-G15/Sachet Filling/RAR06 | AS124_SACHET FILLING AREA
1500 | GF51 | BGPL-1500-PRDN-SACT | EM300291 | EMA_AS125_AHU-G15/Sachet Filling/RAR02 | AS125_SACHET FILLING AREA
1500 | GF51 | BGPL-1500-PRDN-SACT | EM300292 | EMA_AS126_AHU-G15/Sachet Filling/RAR05 | AS126_SACHET FILLING AREA
1500 | GF51 | BGPL-1500-PRDN-SACT | EM300293 | EMA_AS127_AHU-G15/Sachet Filling/RAR03 | AS127_SACHET FILLING AREA
1500 | GF51 | BGPL-1500-PRDN-SACT | EM300294 | EMA_AS128_AHU-G15/Sachet Filling/RAR04 | AS128_SACHET FILLING AREA
1500 | GF81 | BGPL-1500-WRHS-SAMP | EM300295 | EMA_AS129_ AHU-G19/SamplChangeRm-1/RAR04 | AS129_SAMPLING-1 CHANGE ROOM
1500 | GF82 | BGPL-1500-WRHS-SAMP | EM300296 | EMA_AS130_AHU-G19/Sampling-1/RAR/03 | AS130_SAMPLING ROOM-1
1500 | GF82 | BGPL-1500-WRHS-SAMP | EM300297 | EMA_AS131_ AHU-G19/Sampling-1/RAR/02 | AS131_SAMPLING ROOM-1
1500 | GF82 | BGPL-1500-WRHS-SAMP | EM300298 | EMA_AS132_ AHU-G19/Sampling-1/RAR/01 | AS132_SAMPLING ROOM-1
1500 | GF82 | BGPL-1500-WRHS-SAMP | EM300299 | EMA_AS133_Sampl-1_NearDoor of ManEntryRm | AS133_SAMPLING ROOM-1
1500 | GF82 | BGPL-1500-WRHS-SAMP | EM300300 | EMA_AS134_Sampling-1_In OFCS_LHS | AS134_SAMPLING ROOM-1
1500 | GF82 | BGPL-1500-WRHS-SAMP | EM300301 | EMA_AS135_Sampling-1_In OFCS_RHS | AS135_SAMPLING ROOM-1
1500 | GF83 | BGPL-1500-WRHS-SAMP | EM300302 | EMA_AS136_Nearentrydoor_Sampl-1_MatEntry | AS136_SAMP-1 MATERIAL ENTRY
1500 | GF83 | BGPL-1500-WRHS-SAMP | EM300303 | EMA_AS137_AHUG19/_Sampl-1_MatEntry/RAR05 | AS137_SAMP-1 MATERIAL ENTRY
1500 | GF84 | BGPL-1500-WRHS-SAMP | EM300304 | EMA_AS138AHU-G19/Sampling_Washing/RAR/06 | AS138_WASHING AREA SAMPLING
1500 | GF85 | BGPL-1500-WRHS-SAMP | EM300305 | EMA_AS139_SamplRm,A/L, Nr.doorCleanEqpRm | AS139_SAMPLING ROOM, AIR LOCK
1500 | GF85 | BGPL-1500-WRHS-SAMP | EM300306 | EMA_AS140_AHU-G19/Sampl Room, AL/RAR/07 | AS140_SAMPLING ROOM, AIR LOCK
1500 | GF86 | BGPL-1500-WRHS-SAMP | EM300307 | EMA_AS141_Clean Eqpt_center of the room | AS141_CLEANED EQUIP SAMPLING
1500 | GF86 | BGPL-1500-WRHS-SAMP | EM300308 | EMA_AS142_AHU-G19/Clean equipment/RAR/08 | AS142_CLEANED EQUIP SAMPLING
1500 | GF89 | BGPL-1500-WRHS-SAMP | EM300309 | EMA_AS143_AHU-G-20/SamplChangeRm2/RAR05 | AS143_SAMPLING-2 CHANGE ROOM
1500 | GF87 | BGPL-1500-WRHS-SAMP | EM300310 | EMA_AS144_AHU-G-20/Sampling-2/RAR-02 | AS144_SAMPLING ROOM-2
1500 | GF87 | BGPL-1500-WRHS-SAMP | EM300311 | EMA_AS145_AHU-G-20/Sampling-2/RAR-01 | AS145_SAMPLING ROOM-2
1500 | GF87 | BGPL-1500-WRHS-SAMP | EM300312 | EMA_AS146_AHU-G-20/Sampling-2/RAR-03 | AS146_SAMPLING ROOM-2
1500 | GF87 | BGPL-1500-WRHS-SAMP | EM300313 | EMA_AS147_Sampling-2_In OFCS_LHS | AS147_SAMPLING ROOM-2
1500 | GF87 | BGPL-1500-WRHS-SAMP | EM300314 | EMA_AS148_Sampling-2_In OFCS_RHS | AS148_SAMPLING ROOM-2
1500 | GF88 | BGPL-1500-WRHS-SAMP | EM300315 | EMA_AS149_Near to entry door_Sampling-2 | AS149_SAMPLING-2MATERIAL ENTRY
1500 | GF88 | BGPL-1500-WRHS-SAMP | EM300316 | EMA_AS150_AHU-G-20/Sampling-2/RAR-04 | AS150_SAMPLING-2MATERIAL ENTRY
1500 | GF76 | BGPL-1500-WRHS-DISP | EM300317 | EMA_AS151_AHUG21/SolvtDispChangeRm/RAR02 | AS151_SOLV. DISPENSING CH.ROOM
1500 | GF76 | BGPL-1500-WRHS-DISP | EM300318 | EMA_AS152_Nr door of Solvent room entry | AS152_SOLV. DISPENSING CH.ROOM
1500 | GF77 | BGPL-1500-WRHS-DISP | EM300319 | EMA_AS153_Near to pass box | AS153_SOLVENT DISPENSING ROOM
1500 | GF77 | BGPL-1500-WRHS-DISP | EM300320 | EMA_AS154_Near entry door_SolventDispRm | AS154_SOLVENT DISPENSING ROOM
1500 | GF77 | BGPL-1500-WRHS-DISP | EM300321 | EMA_AS155_Solvent dispensing_In OFCS_LHS | AS155_SOLVENT DISPENSING ROOM
1500 | GF77 | BGPL-1500-WRHS-DISP | EM300322 | EMA_AS156_Solvent dispensing_In OFCS_RHS | AS156_SOLVENT DISPENSING ROOM
1500 | FF50 | BGPL-1500-QLCN-MICR | EM300323 | EMS_FAS01_AHU-F06/MLT-1/RAR/02 | FAS01_MLT ROOM-1
1500 | FF50 | BGPL-1500-QLCN-MICR | EM300324 | EMA_FAS02_AHU-F06/MLT-1/RAR101 | FAS02_MLT ROOM-1
1500 | FF51 | BGPL-1500-QLCN-MICR | EM300325 | EMS_FAS03_AHU-F07/MLT-2/RAR/02 | FAS03_MLT ROOM-2
1500 | FF51 | BGPL-1500-QLCN-MICR | EM300326 | EMS_FAS04_AHU-F07/MLT-2/RAR/01 | FAS04_MLT ROOM-2
1500 | FF49 | BGPL-1500-QLCN-MICR | EM300327 | EMS_FAS05_AHU-F05/Cooling zone/RAR/02 | FAS05_COOLING ZONE
1500 | FF49 | BGPL-1500-QLCN-MICR | EM300328 | EMS_FAS06_AHU-F05/Cooling zone/RAR/01 | FAS06_COOLING ZONE
1500 | FF35 | BGPL-1500-QLCN-MICR | EM300329 | EMS_FAS07_Coridoor-9 _Near to MLT-1 door | FAS07_CORIDOOR-9
1500 | FF35 | BGPL-1500-QLCN-MICR | EM300330 | EMS_FAS08_Coridoor-9 _Near to MLT-2 door | FAS08_CORIDOOR-9
1500 | FF48 | BGPL-1500-QLCN-MICR | EM300331 | EMS_FAS09_AHU-F05/MLT ChangeRm-2/RAR04 | FAS09_MICRO CHANGE ROOM-2
1500 | FF47 | BGPL-1500-QLCN-MICR | EM300332 | EMS_FAS10_AHU-F05/MLT ChangeRm-1/RAR03 | FAS10_MICRO CHANGE ROOM-1
1500 | FF58 | BGPL-1500-PRDN-FF01 | PW300001 | WM_PW01_Secondary water_After EDI | PW01_AFTER EDI
1500 | FF58 | BGPL-1500-PRDN-FF01 | PW300002 | WM_PW02_Secondary water system | PW02_BEFORE HEAT EXCHANGER
1500 | FF58 | BGPL-1500-PRDN-FF01 | PW300003 | WM_PW03_Secondary water system | PW03_AFTERHEAT EXCHG & AFTRUV
1500 | FF15 | BGPL-1500-UTLY-FF02 | PW300004 | WM_PW04_Technical area | PW04_BIN WASHING WIP SKID
1500 | GF34 | BGPL-1500-PRDN-WTGR | PW300005 | WM_PW05_Solution preparation | PW05_EXHIBIT AREA
1500 | GF36 | BGPL-1500-PRDN-IPQC | PW300006 | WM_PW06_IPQC-1 | PW06_EXHIBIT AREA
1500 | GF25 | BGPL-1500-PRDN-BLND | PW300007 | WM_PW07_Blending area-1 | PW07_EXHIBIT AREA
1500 | GF26 | BGPL-1500-PRDN-DRGR | PW300008 | WM_PW08_Dry granulation area | PW08_EXHIBIT AREA
1500 | GF28 | BGPL-1500-PRDN-WTGR | PW300009 | WM_PW09_Granulation-1 | PW09_EXHIBIT AREA
1500 | GF28 | BGPL-1500-PRDN-WTGR | PW300010 | WM_PW10_Granulation-1 | PW10_EXHIBIT AREA
1500 | GF35 | BGPL-1500-PRDN-COAT | PW300011 | WM_PW11_Coating area-1 | PW11_EXHIBIT AREA
1500 | GF40 | BGPL-1500-PRDN-WASH | PW300012 | WM_PW12_Washing area-1 | PW12_EXHIBIT AREA
1500 | GF73 | BGPL-1500-PILT-ANCR | PW300013 | WM_PW13_Ancillary room-2 | PW13_PILOT PLANT
1500 | GF71 | BGPL-1500-PILT-WASH | PW300014 | WM_PW14_Washing area-2 | PW14_PILOT PLANT
1500 | GF62 | BGPL-1500-PILT-COAT | PW300015 | WM_PW15_Coating area-2 | PW15_PILOT PLANT
1500 | GF61 | BGPL-1500-PILT-IPQC | PW300016 | WM_PW16_IPQC-2 | PW16_PILOT PLANT
1500 | GF59 | BGPL-1500-PILT-GRNP | PW300017 | WM_PW17_Granulation-2 | PW17_PILOT PLANT
1500 | GF53 | BGPL-1500-PRDN-WTGR | PW300018 | WM_PW18_Binder preparation | PW18_EXHIBIT AREA
1500 | GF84 | BGPL-1500-WRHS-SAMP | PW300019 | WM_PW19_RM sampling washing area | PW19_RAW MATERIAL STORE
1500 | FF44 | BGPL-1500-QLCN-MICR | PW300020 | WM_PW20_Washing area Micro | PW20_MICROBIOLOGY LAB
1500 | FF41 | BGPL-1500-QLCN-WLAB | PW300021 | WM_PW21_Washing area_QC | PW21_QC WASHING
1500 | FF42 | BGPL-1500-QLCN-DISR | PW300022 | WM_PW22_Dissolution room_QC | PW22_QC DISSOLUTION ROOM
1500 | FF58 | BGPL-1500-PRDN-FF01 | PW300023 | WM_PW23_Purified water Return | PW23_PW RETURN
1500 | NA | BGPL-1500-PRDN-FF01 | RO300001 | WM_PT01_After RO-1_Pretreatment | PT01_AFTER RO-1_PRETREATMENT
1500 | NA | BGPL-1500-PRDN-FF01 | RO300002 | WM_PT02_After Heat exchanger_Pretreatmnt | PT02_AFTERHEATEXCHANG_PRETREAT
1500 | FF58 | BGPL-1500-PRDN-FF01 | RO300003 | WM_PT03_After Ozonation before UV | PT03_AFTER OZONATION BEFORE UV
1500 | FF58 | BGPL-1500-PRDN-FF01 | RO300004 | WM_PT04_After Ozone destructive UV | PT04_AFTER OZONE DESTRUCTIVEUV
1500 | FF43 | BGPL-1500-QLCN-MICR | RO300005 | WM_PT05_Media prepn. & autoclave room | PT05_MEDIA PREPN&AUTOCLAVEROOM
1500 | FF44 | BGPL-1500-QLCN-MICR | RO300006 | WM_PT06_Washing Area_Micro | PT06_WASHING AREA_MICRO
1500 | FF43 | BGPL-1500-QLCN-MICR | RO300007 | WM_PT07_Media prepn. & autoclave room | PT07_MEDIA PREPN&AUTOCLAVEROOM
1500 | GF84 | BGPL-1500-WRHS-SAMP | RO300008 | WM_PT08_RM Sampling | PT08_RM SAMPLING
1500 | GF53 | BGPL-1500-PRDN-WTGR | RO300009 | WM_PT09_Binder Preparation Room | PT09_BINDER PREPARATION ROOM
1500 | GF40 | BGPL-1500-PRDN-WASH | RO300010 | WM_PT10_Washing Area-1 | PT10_WASHING AREA-1
1500 | GF35 | BGPL-1500-PRDN-COAT | RO300011 | WM_PT11_Coating area-1 | PT11_COATING AREA –1
1500 | FF15 | BGPL-1500-UTLY-FF02 | RO300012 | WM_PT12_Technical area | PT12_TABLETCOAT AREA_TECH AREA
1500 | FF15 | BGPL-1500-UTLY-FF02 | RO300013 | WM_PT13_Bin Washing Skid_technical area | PT13_BIN WASH SKID_TECH AREA
1500 | FF15 | BGPL-1500-UTLY-FF02 | RO300014 | WM_PT14_Technical area | PT14_TABLETCOAT AREA_TECH AREA
1500 | GF26 | BGPL-1500-PRDN-DRGR | RO300015 | WM_PT15_Dry Granulation area | PT15_DRY GRANULATION AREA
1500 | GF28 | BGPL-1500-PRDN-WTGR | RO300016 | WM_PT16_Granulation area-1 | PT16_GRANULATION AREA-1
1500 | GF28 | BGPL-1500-PRDN-WTGR | RO300017 | WM_PT17_Granulation area-1 | PT17_GRANULATION AREA-1
1500 | FF57 | BGPL-1500-UTLY-FF01 | RO300018 | WM_PT18_Filter wash area | PT18_FILTER WASH AREA
1500 | GF25 | BGPL-1500-PRDN-BLND | RO300019 | WM_PT19_Blending Area-1 | PT19_BLENDING AREA-1
1500 | GF34 | BGPL-1500-PRDN-WTGR | RO300020 | WM_PT20_Solution Preparation_Exhibit | PT20_SOLUTION PREPN_EXHIBIT
1500 | FF52 | BGPL-1500-QLCN-MICR | RO300021 | WM_PT21_Micro lab incubator room | PT21_MICRO LAB INCUBATOR ROOM
1500 | FF19 | BGPL-1500-QLCN-STBR | RO300022 | WM_PT22_Stability Chamber | PT22_STABILITY CHAMBER
1500 | FF40 | BGPL-1500-QLCN-WLAB | RO300023 | WM_PT23_Wet Chemistry Lab | PT23_WET CHEMISTRY LAB
1500 | FF41 | BGPL-1500-QLCN-WLAB | RO300024 | WM_PT24_Glassware’s Washing Room | PT24_GLASSWARE’S WASHING ROOM
1500 | FF59 | BGPL-1500-QLCN-MICR | RO300025 | WM_PT25_Media destruction room | PT25_MICRO_MEDIA DESTRUCT ROOM
1500 | FF58 | BGPL-1500-PRDN-FF01 | RO300026 | WM_PT26_Process water return line | PT26_PROCESS WATER RETURN LINE
1500 | FF58 | BGPL-1500-PRDN-FF01 | RO300027 | WM_PT27_After feed tank and Inlet to RO2 | PT27_AFTRRO FEEDTANK & INLTRO2
1500 | FF58 | BGPL-1500-PRDN-FF01 | RO300028 | WM_PT28_After feed tank and Inlet to RO2 | PT28_AFTRRO FEED TANK&INLETRO2
1500 | FF58 | BGPL-1500-PRDN-FF01 | RO300029 | WM_PT29_After Reverse Osmosis-2 | PT29_AFTER REVERSE OSMOSIS-2
1500 |  | BGPL-1500-UTLY-UTPS | RO300030 | WM_DW01_RO DRINKING WATER CANTEEN | DW01_RO DRINKING WATER CANTEEN
1500 | NA | BGPL-1500-UTLY-UTPS | RW300001 | WM_RW01_Borewell-3 | RW01_BOREWELL-3
1500 | NA | BGPL-1500-UTLY-UTPS | RW300002 | WM_RW02_Borewell-1 | RW02_BOREWELL-1
1500 | NA | BGPL-1500-UTLY-UTPH | RW300003 | WM_PP08_Process Purification step water | PP08_PROCESSPURIFTN STEP WATER
1500 | GF-119 | BGPL-1500-PRDN-COM3 | 10000489 | METAL DETECTOR CUM DEDUSTER_COMP AREA-3 | METAL DETECTOR CUM DEDUSTER | Portable
1500 | GF-119 | BGPL-1500-PRDN-COM3 | 10000490 | METAL DETECTOR CUM DEDUSTER_COMP AREA-3 | METAL DETECTOR CUM DEDUSTER | Portable
1500 | GF-139 | BGPL-1500-PRDN-COM4 | 10000491 | METAL DETECTOR CUM DEDUSTER_COMP AREA-4 | METAL DETECTOR CUM DEDUSTER | Portable
1500 | GF-139 | BGPL-1500-PRDN-COM4 | 10000492 | METAL DETECTOR CUM DEDUSTER_COMP AREA-4 | METAL DETECTOR CUM DEDUSTER | Portable